## subsidy
Component | Subsidy [EUR/m2]
Facade | 19
Roof | 15
Floor (cellar) | 3
Double glazing | 23

## DH65-74
DH65-74
| Reference area (conditioned flloor area) | 158.4
| AC,ref | m2
Energy balance calculation - Building Performance | [87 empty] | 9
Existing state | [10 empty] | Deep Full Retrofit | [10 empty] | Deep Walls+Floor | [10 empty] | Deep Walls+Double glazing | [10 empty] | Deep Walls+Roof | [10 empty] | Deep Floor+Roof | [10 empty] | Deep Floor+Double glazing | [10 empty] | Deep Roof+Double glazing | [10 empty] | Deep Wall (Facade) | [10 empty] | Deep Floor | [10 empty] | Deep Roof | [10 empty] | Moderate Full Retrofit | [10 empty] | Moderate Walls+Floor | [10 empty] | Moderate Walls+Double glazing | [10 empty] | Moderate Walls+Roof | [10 empty] | Moderate Floor+Roof | [10 empty] | Moderate Floor+Double glazing | [10 empty] | Moderate Roof+double glazing | [10 empty] | Double glazing
|  | Initial U-value (effective) | Element area | Adjustment factor for soil |  |  | Heat transfer coefficient by transmission | Annual heat flow related to AC,Ref | Heat load | heat transfer coefficients related to |  |  | Nominal insulation thickness | effective thermal conductivity | Actual U-value (effective) | Element area | Adjustment factor for soil | Heat transfer coefficient by transmission | Annual heat flow related to AC,Ref | Heat load | heat transfer coefficients related to |  |  | Nominal insulation thickness | effective thermal conductivity | Actual U-value (effective) | Element area | Adjustment factor for soil | Heat transfer coefficient by transmission | Annual heat flow related to AC,Ref | Heat load | heat transfer coefficients related to |  |  | Nominal insulation thickness | effective thermal conductivity | Actual U-value (effective) | Element area | Adjustment factor for soil | Heat transfer coefficient by transmission | Annual heat flow related to AC,Ref | Heat load | heat transfer coefficients related to |  |  | Nominal insulation thickness | effective thermal conductivity | Actual U-value (effective) | Element area | Adjustment factor for soil | Heat transfer coefficient by transmission | Annual heat flow related to AC,Ref | Heat load | heat transfer coefficients related to |  |  | Nominal insulation thickness | effective thermal conductivity | Actual U-value (effective) | Element area | Adjustment factor for soil | Heat transfer coefficient by transmission | Annual heat flow related to AC,Ref | Heat load | heat transfer coefficients related to |  |  | Nominal insulation thickness | effective thermal conductivity | Actual U-value (effective) | Element area | Adjustment factor for soil | Heat transfer coefficient by transmission | Annual heat flow related to AC,Ref | Heat load | heat transfer coefficients related to |  |  | Nominal insulation thickness | effective thermal conductivity | Actual U-value (effective) | Element area | Adjustment factor for soil | Heat transfer coefficient by transmission | Annual heat flow related to AC,Ref | Heat load | heat transfer coefficients related to |  |  | Nominal insulation thickness | effective thermal conductivity | Actual U-value (effective) | Element area | Adjustment factor for soil | Heat transfer coefficient by transmission | Annual heat flow related to AC,Ref | Heat load | heat transfer coefficients related to |  |  | Nominal insulation thickness | effective thermal conductivity | Actual U-value (effective) | Element area | Adjustment factor for soil | Heat transfer coefficient by transmission | Annual heat flow related to AC,Ref | Heat load | heat transfer coefficients related to |  |  | Nominal insulation thickness | effective thermal conductivity | Actual U-value (effective) | Element area | Adjustment factor for soil | Heat transfer coefficient by transmission | Annual heat flow related to AC,Ref | Heat load | heat transfer coefficients related to |  |  | Nominal insulation thickness | effective thermal conductivity | Actual U-value (effective) | Element area | Adjustment factor for soil | Heat transfer coefficient by transmission | Annual heat flow related to AC,Ref | Heat load | heat transfer coefficients related to |  |  | Nominal insulation thickness | effective thermal conductivity | Actual U-value (effective) | Element area | Adjustment factor for soil | Heat transfer coefficient by transmission | Annual heat flow related to AC,Ref | Heat load | heat transfer coefficients related to |  |  | Nominal insulation thickness | effective thermal conductivity | Actual U-value (effective) | Element area | Adjustment factor for soil | Heat transfer coefficient by transmission | Annual heat flow related to AC,Ref | Heat load | heat transfer coefficients related to |  |  | Nominal insulation thickness | effective thermal conductivity | Actual U-value (effective) | Element area | Adjustment factor for soil | Heat transfer coefficient by transmission | Annual heat flow related to AC,Ref | Heat load | heat transfer coefficients related to |  |  | Nominal insulation thickness | effective thermal conductivity | Actual U-value (effective) | Element area | Adjustment factor for soil | Heat transfer coefficient by transmission | Annual heat flow related to AC,Ref | Heat load | heat transfer coefficients related to |  |  | Nominal insulation thickness | effective thermal conductivity | Actual U-value (effective) | Element area | Adjustment factor for soil | Heat transfer coefficient by transmission | Annual heat flow related to AC,Ref | Heat load | heat transfer coefficients related to |  |  | Nominal insulation thickness | effective thermal conductivity | Actual U-value (effective) | Element area | Adjustment factor for soil | Heat transfer coefficient by transmission | Annual heat flow related to AC,Ref | Heat load | heat transfer coefficients related to |  |  | Nominal insulation thickness | effective thermal conductivity | Actual U-value (effective) | Element area | Adjustment factor for soil | Heat transfer coefficient by transmission | Annual heat flow related to AC,Ref | Heat load | heat transfer coefficients related to
|  | Uoriginal,i | Aenv,i | btr,i |  |  | Htr,i |  |  | AC,Ref |  |  | dinsulation,i | λinsulation,i | Uactual,i | Aenv,i | btr,i | Htr,i |  |  | AC,Ref |  |  | dinsulation,i | λinsulation,i | Uactual,i | Aenv,i | btr,i | Htr,i |  |  | AC,Ref |  |  | dinsulation,i | λinsulation,i | Uactual,i | Aenv,i | btr,i | Htr,i |  |  | AC,Ref |  |  | dinsulation,i | λinsulation,i | Uactual,i | Aenv,i | btr,i | Htr,i |  |  | AC,Ref |  |  | dinsulation,i | λinsulation,i | Uactual,i | Aenv,i | btr,i | Htr,i |  |  | AC,Ref |  |  | dinsulation,i | λinsulation,i | Uactual,i | Aenv,i | btr,i | Htr,i |  |  | AC,Ref |  |  | dinsulation,i | λinsulation,i | Uactual,i | Aenv,i | btr,i | Htr,i |  |  | AC,Ref |  |  | dinsulation,i | λinsulation,i | Uactual,i | Aenv,i | btr,i | Htr,i |  |  | AC,Ref |  |  | dinsulation,i | λinsulation,i | Uactual,i | Aenv,i | btr,i | Htr,i |  |  | AC,Ref |  |  | dinsulation,i | λinsulation,i | Uactual,i | Aenv,i | btr,i | Htr,i |  |  | AC,Ref |  |  | dinsulation,i | λinsulation,i | Uactual,i | Aenv,i | btr,i | Htr,i |  |  | AC,Ref |  |  | dinsulation,i | λinsulation,i | Uactual,i | Aenv,i | btr,i | Htr,i |  |  | AC,Ref |  |  | dinsulation,i | λinsulation,i | Uactual,i | Aenv,i | btr,i | Htr,i |  |  | AC,Ref |  |  | dinsulation,i | λinsulation,i | Uactual,i | Aenv,i | btr,i | Htr,i |  |  | AC,Ref |  |  | dinsulation,i | λinsulation,i | Uactual,i | Aenv,i | btr,i | Htr,i |  |  | AC,Ref |  |  | dinsulation,i | λinsulation,i | Uactual,i | Aenv,i | btr,i | Htr,i |  |  | AC,Ref |  |  | dinsulation,i | λinsulation,i | Uactual,i | Aenv,i | btr,i | Htr,i |  |  | AC,Ref |  |  | dinsulation,i | λinsulation,i | Uactual,i | Aenv,i | btr,i | Htr,i |  |  | AC,Ref
|  | W/(m²K) | m2 |  |  |  | W/K | kWh/(m²a) | kW | W/(m²K) |  |  | cm | W/(m*K) | W/(m²K) | m2 |  | W/K | kWh/(m²a) | kW | W/(m²K) |  |  | cm | W/(m*K) | W/(m²K) | m2 |  | W/K | kWh/(m²a) | kW | W/(m²K) |  |  | cm | W/(m*K) | W/(m²K) | m2 |  | W/K | kWh/(m²a) | kW | W/(m²K) |  |  | cm | W/(m*K) | W/(m²K) | m2 |  | W/K | kWh/(m²a) | kW | W/(m²K) |  |  | cm | W/(m*K) | W/(m²K) | m2 |  | W/K | kWh/(m²a) | kW | W/(m²K) |  |  | cm | W/(m*K) | W/(m²K) | m2 |  | W/K | kWh/(m²a) | kW | W/(m²K) |  |  | cm | W/(m*K) | W/(m²K) | m2 |  | W/K | kWh/(m²a) | kW | W/(m²K) |  |  | cm | W/(m*K) | W/(m²K) | m2 |  | W/K | kWh/(m²a) | kW | W/(m²K) |  |  | cm | W/(m*K) | W/(m²K) | m2 |  | W/K | kWh/(m²a) | kW | W/(m²K) |  |  | cm | W/(m*K) | W/(m²K) | m2 |  | W/K | kWh/(m²a) | kW | W/(m²K) |  |  | cm | W/(m*K) | W/(m²K) | m2 |  | W/K | kWh/(m²a) | kW | W/(m²K) |  |  | cm | W/(m*K) | W/(m²K) | m2 |  | W/K | kWh/(m²a) | kW | W/(m²K) |  |  | cm | W/(m*K) | W/(m²K) | m2 |  | W/K | kWh/(m²a) | kW | W/(m²K) |  |  | cm | W/(m*K) | W/(m²K) | m2 |  | W/K | kWh/(m²a) | kW | W/(m²K) |  |  | cm | W/(m*K) | W/(m²K) | m2 |  | W/K | kWh/(m²a) | kW | W/(m²K) |  |  | cm | W/(m*K) | W/(m²K) | m2 |  | W/K | kWh/(m²a) | kW | W/(m²K) |  |  | cm | W/(m*K) | W/(m²K) | m2 |  | W/K | kWh/(m²a) | kW | W/(m²K) |  |  | cm | W/(m*K) | W/(m²K) | m2 |  | W/K | kWh/(m²a) | kW | W/(m²K)
| Roof 1 | 0.893 | 120.72 | 1 |  |  | 107.803 | 37.5492 |  |  |  | Roof 1 | 17.9556 | 0.035 | 0.16 | 120.72 | 1 | 19.3152 | 7.885 |  |  |  | Roof 1 | 0 | 0.035 | 0.893 | 120.72 | 1 | 107.803 | 40.5556 |  |  |  | Roof 1 | 0 | 0.035 | 0.893 | 120.72 | 1 | 107.803 | 40.2575 |  |  |  | Roof 1 | 17.9556 | 0.035 | 0.16 | 120.72 | 1 | 19.3152 | 7.2396 |  |  |  | Roof 1 | 17.9556 | 0.035 | 0.16 | 120.72 | 1 | 19.3152 | 7.0642 |  |  |  | Roof 1 | 0 | 0.035 | 0.893 | 120.72 | 1 | 107.803 | 39.2788 |  |  |  | Roof 1 | 17.9556 | 0.035 | 0.16 | 120.72 | 1 | 19.3152 | 7.0108 |  |  |  | Roof 1 | 0 | 0.035 | 0.893 | 120.72 | 1 | 107.803 | 39.5418 |  |  |  | Roof 1 | 0 | 0.035 | 0.893 | 120.72 | 1 | 107.803 | 38.563 |  |  |  | Roof 1 | 17.9556 | 0.035 | 0.16 | 120.72 | 1 | 19.3152 | 6.8825 |  |  |  | Roof 1 | 8.5806 | 0.035 | 0.28 | 120.72 | 1 | 33.8016 | 12.9791 |  |  |  | Roof 1 | 0 | 0 | 0.893 | 120.72 | 1 | 107.803 | 39.9556 |  |  |  | Roof 1 | 0 | 0.035 | 0.893 | 120.72 | 1 | 107.803 | 39.6625 |  |  |  | Roof 1 | 8.5806 | 0.035 | 0.28 | 120.72 | 1 | 33.8016 | 12.4383 |  |  |  | Roof 1 | 8.5806 | 0.035 | 0.28 | 120.72 | 1 | 33.8016 | 12.3164 |  |  |  | Roof 1 | 0 | 0.035 | 0.893 | 120.72 | 1 | 107.803 | 39.2739 |  |  |  | Roof 1 | 8.1496 | 0.035 | 0.29 | 120.72 | 1 | 35.0088 | 12.6573 |  |  |  | Roof 1 | 0 | 0.035 | 0.893 | 120.72 | 1 | 107.803 | 38.265
| Roof 2 | [10 empty] | Roof 2 |  |  |  | 0 |  |  | 0 |  |  |  | Roof 2 |  |  |  | 0 |  |  | 0 |  |  |  | Roof 2 |  |  |  | 0 |  |  | 0 |  |  |  | Roof 2 |  |  |  | 0 |  |  | 0 |  |  |  | Roof 2 |  |  |  | 0 |  |  | 0 |  |  |  | Roof 2 |  |  |  | 0 |  |  | 0 |  |  |  | Roof 2 |  |  |  | 0 |  |  | 0 |  |  |  | Roof 2 |  |  |  | 0 |  |  | 0 |  |  |  | Roof 2 |  |  |  | 0 |  |  | 0 |  |  |  | Roof 2 |  |  |  | 0 |  |  | 0 |  |  |  | Roof 2 |  |  |  | 0 |  |  | 0 |  |  |  | Roof 2 |  |  |  | 0 |  |  | 0 |  |  |  | Roof 2 |  |  |  | 0 |  |  | 0 |  |  |  | Roof 2 |  |  |  | 0 |  |  | 0 |  |  |  | Roof 2 |  |  |  | 0 |  |  | 0 |  |  |  | Roof 2 |  |  |  | 0 |  |  | 0 |  |  |  | Roof 2 |  |  |  | 0 |  |  | 0 |  |  |  | Roof 2 |  |  |  | 0 |  |  | 0
| Wall 1 | 1.449 | 164.7 | 1 |  |  | 238.6503 | 83.125 |  |  |  | Wall 1 | 14.2512 | 0.035 | 0.21 | 164.7 | 1 | 34.587 | 14.1193 |  |  |  | Wall 1 | 14.2512 | 0.035 | 0.21 | 164.7 | 1 | 34.587 | 13.0117 |  |  |  | Wall 1 | 14.2512 | 0.035 | 0.21 | 164.7 | 1 | 34.587 | 12.916 |  |  |  | Wall 1 | 14.2512 | 0.035 | 0.21 | 164.7 | 1 | 34.587 | 12.9636 |  |  |  | Wall 1 | 0 | 0.035 | 1.449 | 164.7 | 1 | 238.6503 | 87.2822 |  |  |  | Wall 1 | 0 | 0.035 | 1.449 | 164.7 | 1 | 238.6503 | 86.9539 |  |  |  | Wall 1 | 0 | 0.035 | 1.449 | 164.7 | 1 | 238.6503 | 86.6223 |  |  |  | Wall 1 | 14.2512 | 0.035 | 0.21 | 164.7 | 1 | 34.587 | 12.6864 |  |  |  | Wall 1 | 0 | 0.035 | 1.449 | 164.7 | 1 | 238.6503 | 85.3694 |  |  |  | Wall 1 | 0 | 0.035 | 1.449 | 164.7 | 1 | 238.6503 | 85.0378 |  |  |  | Wall 1 | 3.619 | 0.035 | 0.58 | 164.7 | 1 | 95.526 | 36.6799 |  |  |  | Wall 1 | 3.619 | 0.035 | 0.58 | 164.7 | 1 | 95.526 | 35.4053 |  |  |  | Wall 1 | 3.619 | 0.035 | 0.58 | 164.7 | 1 | 95.526 | 35.1456 |  |  |  | Wall 1 | 3.619 | 0.035 | 0.58 | 164.7 | 1 | 95.526 | 35.1516 |  |  |  | Wall 1 | 0 | 0.035 | 1.449 | 164.7 | 1 | 238.6503 | 86.9581 |  |  |  | Wall 1 | 0 | 0.035 | 1.449 | 164.7 | 1 | 238.6503 | 86.943 |  |  |  | Wall 1 | 0 | 0.035 | 1.449 | 164.7 | 1 | 238.6503 | 86.2831 |  |  |  | Wall 1 | 0 | 0.035 | 1.449 | 164.7 | 1 | 238.6503 | 84.7096
| Wall 2 | [10 empty] | Wall 2 |  |  |  | 0 |  |  | 0 |  |  |  | Wall 2 |  |  |  | 0 |  |  | 0 |  |  |  | Wall 2 |  |  |  | 0 |  |  | 0 |  |  |  | Wall 2 |  |  |  | 0 |  |  | 0 |  |  |  | Wall 2 |  |  |  | 0 |  |  | 0 |  |  |  | Wall 2 |  |  |  | 0 |  |  | 0 |  |  |  | Wall 2 |  |  |  | 0 |  |  | 0 |  |  |  | Wall 2 |  |  |  | 0 |  |  | 0 |  |  |  | Wall 2 |  |  |  | 0 |  |  | 0 |  |  |  | Wall 2 |  |  |  | 0 |  |  | 0 |  |  |  | Wall 2 |  |  |  | 0 |  |  | 0 |  |  |  | Wall 2 |  |  |  | 0 |  |  | 0 |  |  |  | Wall 2 |  |  |  | 0 |  |  | 0 |  |  |  | Wall 2 |  |  |  | 0 |  |  | 0 |  |  |  | Wall 2 |  |  |  | 0 |  |  | 0 |  |  |  | Wall 2 |  |  |  | 0 |  |  | 0 |  |  |  | Wall 2 |  |  |  | 0 |  |  | 0 |  |  |  | Wall 2 |  |  |  | 0 |  |  | 0
| Wall 3 | [10 empty] | Wall 3 |  |  |  | 0 |  |  | 0 |  |  |  | Wall 3 |  |  |  | 0 |  |  | 0 |  |  |  | Wall 3 |  |  |  | 0 |  |  | 0 |  |  |  | Wall 3 |  |  |  | 0 |  |  | 0 |  |  |  | Wall 3 |  |  |  | 0 |  |  | 0 |  |  |  | Wall 3 |  |  |  | 0 |  |  | 0 |  |  |  | Wall 3 |  |  |  | 0 |  |  | 0 |  |  |  | Wall 3 |  |  |  | 0 |  |  | 0 |  |  |  | Wall 3 |  |  |  | 0 |  |  | 0 |  |  |  | Wall 3 |  |  |  | 0 |  |  | 0 |  |  |  | Wall 3 |  |  |  | 0 |  |  | 0 |  |  |  | Wall 3 |  |  |  | 0 |  |  | 0 |  |  |  | Wall 3 |  |  |  | 0 |  |  | 0 |  |  |  | Wall 3 |  |  |  | 0 |  |  | 0 |  |  |  | Wall 3 |  |  |  | 0 |  |  | 0 |  |  |  | Wall 3 |  |  |  | 0 |  |  | 0 |  |  |  | Wall 3 |  |  |  | 0 |  |  | 0 |  |  |  | Wall 3 |  |  |  | 0 |  |  | 0
| Floor 1 | 2.326 | 101 | 0.5 |  |  | 117.463 | 40.9139 |  |  |  | Floor 1 | 11.4582 | 0.035 | 0.27 | 101 | 0.5 | 13.635 | 5.5662 |  |  |  | Floor 1 | 11.4582 | 0.035 | 0.27 | 101 | 0.5 | 13.635 | 5.1295 |  |  |  | Floor 1 | 0 | 0.035 | 2.326 | 101 | 0.5 | 117.463 | 43.8649 |  |  |  | Floor 1 | 0 | 0.035 | 2.326 | 101 | 0.5 | 117.463 | 44.0265 |  |  |  | Floor 1 | 11.4582 | 0.035 | 0.27 | 101 | 0.5 | 13.635 | 4.9868 |  |  |  | Floor 1 | 11.4582 | 0.035 | 0.27 | 101 | 0.5 | 13.635 | 4.968 |  |  |  | Floor 1 | 0 | 0.035 | 2.326 | 101 | 0.5 | 117.463 | 42.6353 |  |  |  | Floor 1 | 0 | 0.035 | 2.326 | 101 | 0.5 | 117.463 | 43.085 |  |  |  | Floor 1 | 11.4582 | 0.035 | 0.27 | 101 | 0.5 | 13.635 | 4.8775 |  |  |  | Floor 1 | 0 | 0.035 | 2.326 | 101 | 0.5 | 117.463 | 41.8554 |  |  |  | Floor 1 | 10.9953 | 0.035 | 0.28 | 101 | 0.5 | 14.14 | 5.4295 |  |  |  | Floor 1 | 10.9953 | 0.035 | 0.28 | 101 | 0.5 | 14.14 | 5.2408 |  |  |  | Floor 1 | 0 | 0.035 | 2.326 | 101 | 0.5 | 117.463 | 43.2166 |  |  |  | Floor 1 | 0 | 0.035 | 2.326 | 101 | 0.5 | 117.463 | 43.224 |  |  |  | Floor 1 | 10.9953 | 0.035 | 0.28 | 101 | 0.5 | 14.14 | 5.1523 |  |  |  | Floor 1 | 10.9953 | 0.035 | 0.28 | 101 | 0.5 | 14.14 | 5.1514 |  |  |  | Floor 1 | 0 | 0.035 | 2.326 | 101 | 0.5 | 117.463 | 42.4683 |  |  |  | Floor 1 | 0 | 0.035 | 2.326 | 101 | 0.5 | 117.463 | 41.6938
| Floor 2 | [10 empty] | Floor 2 |  |  |  | 0 |  |  | 0 |  |  |  | Floor 2 |  |  |  | 0 |  |  | 0 |  |  |  | Floor 2 |  |  |  | 0 |  |  | 0 |  |  |  | Floor 2 |  |  |  | 0 |  |  | 0 |  |  |  | Floor 2 |  |  |  | 0 |  |  | 0 |  |  |  | Floor 2 |  |  |  | 0 |  |  | 0 |  |  |  | Floor 2 |  |  |  | 0 |  |  | 0 |  |  |  | Floor 2 |  |  |  | 0 |  |  | 0 |  |  |  | Floor 2 |  |  |  | 0 |  |  | 0 |  |  |  | Floor 2 |  |  |  | 0 |  |  | 0 |  |  |  | Floor 2 |  |  |  | 0 |  |  | 0 |  |  |  | Floor 2 |  |  |  | 0 |  |  | 0 |  |  |  | Floor 2 |  |  |  | 0 |  |  | 0 |  |  |  | Floor 2 |  |  |  | 0 |  |  | 0 |  |  |  | Floor 2 |  |  |  | 0 |  |  | 0 |  |  |  | Floor 2 |  |  |  | 0 |  |  | 0 |  |  |  | Floor 2 |  |  |  | 0 |  |  | 0 |  |  |  | Floor 2 |  |  |  | 0 |  |  | 0
| Window 1 | 5.2 | 5.78 | 1 |  |  | 30.056 | 10.4689 |  |  |  | Window 1 | Replace |  | 1.2 | 5.78 | 1 | 6.936 | 2.8315 |  |  |  | Window 1 | Replace |  | 5.2 | 5.78 | 1 | 30.056 | 11.3071 |  |  |  | Window 1 | Replace |  | 1.2 | 5.78 | 1 | 6.936 | 2.5902 |  |  |  | Window 1 | Replace |  | 5.2 | 5.78 | 1 | 30.056 | 11.2653 |  |  |  | Window 1 | Replace |  | 5.2 | 5.78 | 1 | 30.056 | 10.9925 |  |  |  | Window 1 | Replace |  | 1.2 | 5.78 | 1 | 6.936 | 2.5272 |  |  |  | Window 1 | Replace |  | 1.2 | 5.78 | 1 | 6.936 | 2.5175 |  |  |  | Window 1 | Replace |  | 5.2 | 5.78 | 1 | 30.056 | 11.0244 |  |  |  | Window 1 | Replace |  | 5.2 | 5.78 | 1 | 30.056 | 10.7516 |  |  |  | Window 1 | Replace |  | 5.2 | 5.78 | 1 | 30.056 | 10.7098 |  |  |  | Window 1 | Replace |  | 1.2 | 5.78 | 1 | 6.936 | 2.6633 |  |  |  | Window 1 | Replace |  | 5.2 | 5.78 | 1 | 30.056 | 11.1398 |  |  |  | Window 1 | Replace |  | 1.2 | 5.78 | 1 | 6.936 | 2.5519 |  |  |  | Window 1 | Replace |  | 5.2 | 5.78 | 1 | 30.056 | 11.06 |  |  |  | Window 1 | Replace |  | 5.2 | 5.78 | 1 | 30.056 | 10.9516 |  |  |  | Window 1 | Replace |  | 1.2 | 5.78 | 1 | 6.936 | 2.5269 |  |  |  | Window 1 | Replace |  | 1.2 | 5.78 | 1 | 6.936 | 2.5077 |  |  |  | Window 1 | Replace |  | 1.2 | 5.78 | 1 | 6.936 | 2.462
| Window 2 | 2.9 | 29.52 | 1 |  |  | 85.608 | 29.8184 |  |  |  | Window 2 | Replace |  | 1.2 | 29.52 | 1 | 35.424 | 14.461 |  |  |  | Window 2 | Replace |  | 2.9 | 29.52 | 1 | 85.608 | 32.2058 |  |  |  | Window 2 | Replace |  | 1.2 | 29.52 | 1 | 35.424 | 13.2286 |  |  |  | Window 2 | Replace |  | 2.9 | 29.52 | 1 | 85.608 | 32.0869 |  |  |  | Window 2 | Replace |  | 2.9 | 29.52 | 1 | 85.608 | 31.3096 |  |  |  | Window 2 | Replace |  | 1.2 | 29.52 | 1 | 35.424 | 12.907 |  |  |  | Window 2 | Replace |  | 1.2 | 29.52 | 1 | 35.424 | 12.8578 |  |  |  | Window 2 | Replace |  | 2.9 | 29.52 | 1 | 85.608 | 31.4007 |  |  |  | Window 2 | Replace |  | 2.9 | 29.52 | 1 | 85.608 | 30.6235 |  |  |  | Window 2 | Replace |  | 2.9 | 29.52 | 1 | 85.608 | 30.5045 |  |  |  | Window 2 | Replace |  | 1.2 | 29.52 | 1 | 35.424 | 13.602 |  |  |  | Window 2 | Replace |  | 2.9 | 29.52 | 1 | 85.608 | 31.7294 |  |  |  | Window 2 | Replace |  | 1.2 | 29.52 | 1 | 35.424 | 13.0331 |  |  |  | Window 2 | Replace |  | 2.9 | 29.52 | 1 | 85.608 | 31.502 |  |  |  | Window 2 | Replace |  | 2.9 | 29.52 | 1 | 85.608 | 31.1934 |  |  |  | Window 2 | Replace |  | 1.2 | 29.52 | 1 | 35.424 | 12.9054 |  |  |  | Window 2 | Replace |  | 1.2 | 29.52 | 1 | 35.424 | 12.8074 |  |  |  | Window 2 | Replace |  | 1.2 | 29.52 | 1 | 35.424 | 12.5738
| Door 1 | 3.5 | 2.9 | 1 |  |  | 10.15 | 3.5354 |  |  |  | Door 1 | Replace |  | 3.5 | 2.9 | 1 | 10.15 | 4.1435 |  |  |  | Door 1 | Replace |  | 3.5 | 2.9 | 1 | 10.15 | 3.8184 |  |  |  | Door 1 | Replace |  | 3.5 | 2.9 | 1 | 10.15 | 3.7904 |  |  |  | Door 1 | Replace |  | 3.5 | 2.9 | 1 | 10.15 | 3.8043 |  |  |  | Door 1 | Replace |  | 3.5 | 2.9 | 1 | 10.15 | 3.7122 |  |  |  | Door 1 | Replace |  | 3.5 | 2.9 | 1 | 10.15 | 3.6982 |  |  |  | Door 1 | Replace |  | 3.5 | 2.9 | 1 | 10.15 | 3.6841 |  |  |  | Door 1 | Replace |  | 3.5 | 2.9 | 1 | 10.15 | 3.723 |  |  |  | Door 1 | Replace |  | 3.5 | 2.9 | 1 | 10.15 | 3.6308 |  |  |  | Door 1 | Replace |  | 3.5 | 2.9 | 1 | 10.15 | 3.6167 |  |  |  | Door 1 | Replace |  | 3.5 | 2.9 | 1 | 10.15 | 3.8974 |  |  |  | Door 1 | Replace |  | 3.5 | 2.9 | 1 | 10.15 | 3.762 |  |  |  | Door 1 | Replace |  | 3.5 | 2.9 | 1 | 10.15 | 3.7344 |  |  |  | Door 1 | Replace |  | 3.5 | 2.9 | 1 | 10.15 | 3.735 |  |  |  | Door 1 | Replace |  | 3.5 | 2.9 | 1 | 10.15 | 3.6984 |  |  |  | Door 1 | Replace |  | 3.5 | 2.9 | 1 | 10.15 | 3.6978 |  |  |  | Door 1 | Replace |  | 3.5 | 2.9 | 1 | 10.15 | 3.6697 |  |  |  | Door 1 | Replace |  | 3.5 | 2.9 | 1 | 10.15 | 3.6028
|  | DUtb | S Aenv,i |  |  |  | Htr,tb | [7 empty] | DUtb | S Aenv,i |  | Htr,tb | [7 empty] | DUtb | S Aenv,i |  | Htr,tb | [7 empty] | DUtb | S Aenv,i |  | Htr,tb | [7 empty] | DUtb | S Aenv,i |  | Htr,tb | [7 empty] | DUtb | S Aenv,i |  | Htr,tb | [7 empty] | DUtb | S Aenv,i |  | Htr,tb | [7 empty] | DUtb | S Aenv,i |  | Htr,tb | [7 empty] | DUtb | S Aenv,i |  | Htr,tb | [7 empty] | DUtb | S Aenv,i |  | Htr,tb | [7 empty] | DUtb | S Aenv,i |  | Htr,tb | [7 empty] | DUtb | S Aenv,i |  | Htr,tb | [7 empty] | DUtb | S Aenv,i |  | Htr,tb | [7 empty] | DUtb | S Aenv,i |  | Htr,tb | [7 empty] | DUtb | S Aenv,i |  | Htr,tb | [7 empty] | DUtb | S Aenv,i |  | Htr,tb | [7 empty] | DUtb | S Aenv,i |  | Htr,tb | [7 empty] | DUtb | S Aenv,i |  | Htr,tb | [7 empty] | DUtb | S Aenv,i |  | Htr,tb
|  | 0 | 424.62 | 1 |  |  | 0 | [7 empty] | 0 | 424.62 | 1 | 0 | 0 | [6 empty] | 0 | 424.62 | 1 | 0 | [7 empty] | 0 | 424.62 | 1 | 0 | [7 empty] | 0 | 424.62 | 1 | 0 | [7 empty] | 0 | 424.62 | 1 | 0 | [7 empty] | 0 | 424.62 | 1 | 0 | [7 empty] | 0 | 424.62 | 1 | 0 | [7 empty] | 0 | 424.62 | 1 | 0 | [7 empty] | 0 | 424.62 | 1 | 0 | [7 empty] | 0 | 424.62 | 1 | 0 | [7 empty] | 0 | 424.62 | 1 | 0 | [7 empty] | 0 | 424.62 | 1 | 0 | [7 empty] | 0 | 424.62 | 1 | 0 | [7 empty] | 0 | 424.62 | 1 | 0 | [7 empty] | 0 | 424.62 | 1 | 0 | [7 empty] | 0 | 424.62 | 1 | 0 | [7 empty] | 0 | 424.62 | 1 | 0 | [7 empty] | 0 | 424.62 | 1 | 0
| Heat transfer coefficient by transmission Htr | [5 empty] | 589.7303 | 205.4107 | 21.2303 | 3.723 |  | Heat transfer coefficient by transmission Htr | [5 empty] | 120.0472 | 49.0063 | 4.3217 | 0.75787 |  | Heat transfer coefficient by transmission Htr | [5 empty] | 281.839 | 106.0281 | 10.1462 | 1.7793 |  | Heat transfer coefficient by transmission Htr | [5 empty] | 312.363 | 116.6476 | 11.2451 | 1.972 |  | Heat transfer coefficient by transmission Htr | [5 empty] | 297.1792 | 111.3862 | 10.6985 | 1.8761 |  | Heat transfer coefficient by transmission Htr | [5 empty] | 397.4145 | 145.3474 | 14.3069 | 2.5089 |  | Heat transfer coefficient by transmission Htr | [5 empty] | 412.5983 | 150.3331 | 14.8535 | 2.6048 |  | Heat transfer coefficient by transmission Htr | [5 empty] | 427.9385 | 155.3279 | 15.4058 | 2.7016 |  | Heat transfer coefficient by transmission Htr | [5 empty] | 385.667 | 141.4613 | 13.884 | 2.4348 |  | Heat transfer coefficient by transmission Htr | [5 empty] | 485.9023 | 173.8157 | 17.4925 | 3.0676 |  | Heat transfer coefficient by transmission Htr | [5 empty] | 501.2425 | 178.6067 | 18.0447 | 3.1644 |  | Heat transfer coefficient by transmission Htr | [5 empty] | 195.9776 | 75.2511 | 7.0552 | 1.2372 |  | Heat transfer coefficient by transmission Htr | [5 empty] | 343.283 | 127.2329 | 12.3582 | 2.1672 |  | Heat transfer coefficient by transmission Htr | [5 empty] | 373.302 | 137.344 | 13.4389 | 2.3567 |  | Heat transfer coefficient by transmission Htr | [5 empty] | 372.6046 | 137.1109 | 13.4138 | 2.3523 |  | Heat transfer coefficient by transmission Htr | [5 empty] | 412.4059 | 150.2702 | 14.8466 | 2.6036 |  | Heat transfer coefficient by transmission Htr | [5 empty] | 413.1033 | 150.4982 | 14.8717 | 2.608 |  | Heat transfer coefficient by transmission Htr | [5 empty] | 443.6321 | 160.3935 | 15.9708 | 2.8007 |  | Heat transfer coefficient by transmission Htr | [5 empty] | 516.4263 | 183.3069 | 18.5913 | 3.2603
| Heat transfer coefficient by ventilation Hve | [5 empty] | 107.712 | 37.5175 |  |  |  | Heat transfer coefficient by ventilation Hve | [5 empty] | 67.32 | 27.4817 |  |  |  | Heat transfer coefficient by ventilation Hve | [5 empty] | 80.784 | 30.391 |  |  |  | Heat transfer coefficient by ventilation Hve | [5 empty] | 80.784 | 30.1677 |  |  |  | Heat transfer coefficient by ventilation Hve | [5 empty] | 80.784 | 30.2788 |  |  |  | Heat transfer coefficient by ventilation Hve | [5 empty] | 80.784 | 29.5453 |  |  |  | Heat transfer coefficient by ventilation Hve | [5 empty] | 80.784 | 29.4342 |  |  |  | Heat transfer coefficient by ventilation Hve | [5 empty] | 80.784 | 29.322 |  |  |  | Heat transfer coefficient by ventilation Hve | [5 empty] | 94.248 | 34.5698 |  |  |  | Heat transfer coefficient by ventilation Hve | [5 empty] | 94.248 | 33.7142 |  |  |  | Heat transfer coefficient by ventilation Hve | [5 empty] | 94.248 | 33.5832 |  |  |  | Heat transfer coefficient by ventilation Hve | [5 empty] | 80.784 | 31.0193 |  |  |  | Heat transfer coefficient by ventilation Hve | [5 empty] | 94.248 | 34.9317 |  |  |  | Heat transfer coefficient by ventilation Hve | [5 empty] | 94.248 | 34.6754 |  |  |  | Heat transfer coefficient by ventilation Hve | [5 empty] | 94.248 | 34.6814 |  |  |  | Heat transfer coefficient by ventilation Hve | [5 empty] | 94.248 | 34.3416 |  |  |  | Heat transfer coefficient by ventilation Hve | [5 empty] | 94.248 | 34.3356 |  |  |  | Heat transfer coefficient by ventilation Hve | [5 empty] | 94.248 | 34.075 |  |  |  | Heat transfer coefficient by ventilation Hve | [5 empty] | 94.248 | 33.4536
| Volume-specific heat air capacity | air change rate by use | air change rate by infiltration | room height (standard value) | [7 empty] | Volume-specific heat air capacity | air change rate by use | air change rate by infiltration | room height (standard value) | [7 empty] | Volume-specific heat air capacity | air change rate by use | air change rate by infiltration | room height (standard value) | [7 empty] | Volume-specific heat air capacity | air change rate by use | air change rate by infiltration | room height (standard value) | [7 empty] | Volume-specific heat air capacity | air change rate by use | air change rate by infiltration | room height (standard value) | [7 empty] | Volume-specific heat air capacity | air change rate by use | air change rate by infiltration | room height (standard value) | [7 empty] | Volume-specific heat air capacity | air change rate by use | air change rate by infiltration | room height (standard value) | [7 empty] | Volume-specific heat air capacity | air change rate by use | air change rate by infiltration | room height (standard value) | [7 empty] | Volume-specific heat air capacity | air change rate by use | air change rate by infiltration | room height (standard value) | [7 empty] | Volume-specific heat air capacity | air change rate by use | air change rate by infiltration | room height (standard value) | [7 empty] | Volume-specific heat air capacity | air change rate by use | air change rate by infiltration | room height (standard value) | [7 empty] | Volume-specific heat air capacity | air change rate by use | air change rate by infiltration | room height (standard value) | [7 empty] | Volume-specific heat air capacity | air change rate by use | air change rate by infiltration | room height (standard value) | [7 empty] | Volume-specific heat air capacity | air change rate by use | air change rate by infiltration | room height (standard value) | [7 empty] | Volume-specific heat air capacity | air change rate by use | air change rate by infiltration | room height (standard value) | [7 empty] | Volume-specific heat air capacity | air change rate by use | air change rate by infiltration | room height (standard value) | [7 empty] | Volume-specific heat air capacity | air change rate by use | air change rate by infiltration | room height (standard value) | [7 empty] | Volume-specific heat air capacity | air change rate by use | air change rate by infiltration | room height (standard value) | [7 empty] | Volume-specific heat air capacity | air change rate by use | air change rate by infiltration | room height (standard value)
| cp,air | nair,use | nair,infiltration | hroom | [7 empty] | cp,air | nair,use | nair,infiltration | hroom | [7 empty] | cp,air | nair,use | nair,infiltration | hroom | [7 empty] | cp,air | nair,use | nair,infiltration | hroom | [7 empty] | cp,air | nair,use | nair,infiltration | hroom | [7 empty] | cp,air | nair,use | nair,infiltration | hroom | [7 empty] | cp,air | nair,use | nair,infiltration | hroom | [7 empty] | cp,air | nair,use | nair,infiltration | hroom | [7 empty] | cp,air | nair,use | nair,infiltration | hroom | [7 empty] | cp,air | nair,use | nair,infiltration | hroom | [7 empty] | cp,air | nair,use | nair,infiltration | hroom | [7 empty] | cp,air | nair,use | nair,infiltration | hroom | [7 empty] | cp,air | nair,use | nair,infiltration | hroom | [7 empty] | cp,air | nair,use | nair,infiltration | hroom | [7 empty] | cp,air | nair,use | nair,infiltration | hroom | [7 empty] | cp,air | nair,use | nair,infiltration | hroom | [7 empty] | cp,air | nair,use | nair,infiltration | hroom | [7 empty] | cp,air | nair,use | nair,infiltration | hroom | [7 empty] | cp,air | nair,use | nair,infiltration | hroom
| Wh/(m³K) | 1/h | 1/h | m | [7 empty] | Wh/(m³K) | 1/h | 1/h | m | [7 empty] | Wh/(m³K) | 1/h | 1/h | m | [7 empty] | Wh/(m³K) | 1/h | 1/h | m | [7 empty] | Wh/(m³K) | 1/h | 1/h | m | [7 empty] | Wh/(m³K) | 1/h | 1/h | m | [7 empty] | Wh/(m³K) | 1/h | 1/h | m | [7 empty] | Wh/(m³K) | 1/h | 1/h | m | [7 empty] | Wh/(m³K) | 1/h | 1/h | m | [7 empty] | Wh/(m³K) | 1/h | 1/h | m | [7 empty] | Wh/(m³K) | 1/h | 1/h | m | [7 empty] | Wh/(m³K) | 1/h | 1/h | m | [7 empty] | Wh/(m³K) | 1/h | 1/h | m | [7 empty] | Wh/(m³K) | 1/h | 1/h | m | [7 empty] | Wh/(m³K) | 1/h | 1/h | m | [7 empty] | Wh/(m³K) | 1/h | 1/h | m | [7 empty] | Wh/(m³K) | 1/h | 1/h | m | [7 empty] | Wh/(m³K) | 1/h | 1/h | m | [7 empty] | Wh/(m³K) | 1/h | 1/h | m
| 0.34 | 0.4 | 0.4 | 2.5 | [7 empty] | 0.34 | 0.4 | 0.1 | 2.5 | [7 empty] | 0.34 | 0.4 | 0.2 | 2.5 | [7 empty] | 0.34 | 0.4 | 0.2 | 2.5 | [7 empty] | 0.34 | 0.4 | 0.2 | 2.5 | [7 empty] | 0.34 | 0.4 | 0.2 | 2.5 | [7 empty] | 0.34 | 0.4 | 0.2 | 2.5 | [7 empty] | 0.34 | 0.4 | 0.2 | 2.5 | [7 empty] | 0.34 | 0.4 | 0.3 | 2.5 | [7 empty] | 0.34 | 0.4 | 0.3 | 2.5 | [7 empty] | 0.34 | 0.4 | 0.3 | 2.5 | [7 empty] | 0.34 | 0.4 | 0.2 | 2.5 | [7 empty] | 0.34 | 0.4 | 0.3 | 2.5 | [7 empty] | 0.34 | 0.4 | 0.3 | 2.5 | [7 empty] | 0.34 | 0.4 | 0.3 | 2.5 | [7 empty] | 0.34 | 0.4 | 0.3 | 2.5 | [7 empty] | 0.34 | 0.4 | 0.3 | 2.5 | [7 empty] | 0.34 | 0.4 | 0.3 | 2.5 | [7 empty] | 0.34 | 0.4 | 0.3 | 2.5
| Total heat transfer Qht | [5 empty] | 38479.8284 | 242.9282 |  |  |  | Total heat transfer Qht | [5 empty] | 12115.7018 | 76.488 |  |  |  | Total heat transfer Qht | [5 empty] | 21608.7902 | 136.4191 |  |  |  | Total heat transfer Qht | [5 empty] | 23255.547 | 146.8153 |  |  |  | Total heat transfer Qht | [5 empty] | 22439.7315 | 141.665 |  |  |  | Total heat transfer Qht | [5 empty] | 27703.0077 | 174.8927 |  |  |  | Total heat transfer Qht | [5 empty] | 28475.151 | 179.7674 |  |  |  | Total heat transfer Qht | [5 empty] | 29248.5337 | 184.6498 |  |  |  | Total heat transfer Qht | [5 empty] | 27883.3342 | 176.0312 |  |  |  | Total heat transfer Qht | [5 empty] | 32872.7349 | 207.5299 |  |  |  | Total heat transfer Qht | [5 empty] | 33610.8867 | 212.1899 |  |  |  | Total heat transfer Qht | [5 empty] | 16833.2318 | 106.2704 |  |  |  | Total heat transfer Qht | [5 empty] | 25686.8635 | 162.1645 |  |  |  | Total heat transfer Qht | [5 empty] | 27247.867 | 172.0194 |  |  |  | Total heat transfer Qht | [5 empty] | 27211.8973 | 171.7923 |  |  |  | Total heat transfer Qht | [5 empty] | 29242.5111 | 184.6118 |  |  |  | Total heat transfer Qht | [5 empty] | 29277.6844 | 184.8339 |  |  |  | Total heat transfer Qht | [5 empty] | 30803.8122 | 194.4685 |  |  |  | Total heat transfer Qht | [5 empty] | 34334.8594 | 216.7605
[9 empty] | 23.4633 | [10 empty] | 7.3876 | [10 empty] | 13.1761 | [10 empty] | 14.1802 | [10 empty] | 13.6828 | [10 empty] | 16.8921 | [10 empty] | 17.3629 | [10 empty] | 17.8345 | [10 empty] | 17.002 | [10 empty] | 20.0444 | [10 empty] | 20.4944 | [10 empty] | 10.2642 | [10 empty] | 15.6627 | [10 empty] | 16.6146 | [10 empty] | 16.5926 | [10 empty] | 17.8308 | [10 empty] | 17.8522 | [10 empty] | 18.7828 | [10 empty] | 20.9359
| temperature reduction factor | internal temperature | external temperature | heating degree days | accumulated differences between internal and external temperature | [6 empty] | temperature reduction factor | internal temperature | external temperature | heating degree days | accumulated differences between internal and external temperature | [6 empty] | temperature reduction factor | internal temperature | external temperature | heating degree days | accumulated differences between internal and external temperature | [6 empty] | temperature reduction factor | internal temperature | external temperature | heating degree days | accumulated differences between internal and external temperature | [6 empty] | temperature reduction factor | internal temperature | external temperature | heating degree days | accumulated differences between internal and external temperature | [6 empty] | temperature reduction factor | internal temperature | external temperature | heating degree days | accumulated differences between internal and external temperature | [6 empty] | temperature reduction factor | internal temperature | external temperature | heating degree days | accumulated differences between internal and external temperature | [6 empty] | temperature reduction factor | internal temperature | external temperature | heating degree days | accumulated differences between internal and external temperature | [6 empty] | temperature reduction factor | internal temperature | external temperature | heating degree days | accumulated differences between internal and external temperature | [6 empty] | temperature reduction factor | internal temperature | external temperature | heating degree days | accumulated differences between internal and external temperature | [6 empty] | temperature reduction factor | internal temperature | external temperature | heating degree days | accumulated differences between internal and external temperature | [6 empty] | temperature reduction factor | internal temperature | external temperature | heating degree days | accumulated differences between internal and external temperature | [6 empty] | temperature reduction factor | internal temperature | external temperature | heating degree days | accumulated differences between internal and external temperature | [6 empty] | temperature reduction factor | internal temperature | external temperature | heating degree days | accumulated differences between internal and external temperature | [6 empty] | temperature reduction factor | internal temperature | external temperature | heating degree days | accumulated differences between internal and external temperature | [6 empty] | temperature reduction factor | internal temperature | external temperature | heating degree days | accumulated differences between internal and external temperature | [6 empty] | temperature reduction factor | internal temperature | external temperature | heating degree days | accumulated differences between internal and external temperature | [6 empty] | temperature reduction factor | internal temperature | external temperature | heating degree days | accumulated differences between internal and external temperature | [6 empty] | temperature reduction factor | internal temperature | external temperature | heating degree days | accumulated differences between internal and external temperature
| Fred | Ji | Je | dhs |  | x 0,024 | [5 empty] | Fred | Ji | Je | dhs |  | x 0,024 | [5 empty] | Fred | Ji | Je | dhs |  | x 0,024 | [5 empty] | Fred | Ji | Je | dhs |  | x 0,024 | [5 empty] | Fred | Ji | Je | dhs |  | x 0,024 | [5 empty] | Fred | Ji | Je | dhs |  | x 0,024 | [5 empty] | Fred | Ji | Je | dhs |  | x 0,024 | [5 empty] | Fred | Ji | Je | dhs |  | x 0,024 | [5 empty] | Fred | Ji | Je | dhs |  | x 0,024 | [5 empty] | Fred | Ji | Je | dhs |  | x 0,024 | [5 empty] | Fred | Ji | Je | dhs |  | x 0,024 | [5 empty] | Fred | Ji | Je | dhs |  | x 0,024 | [5 empty] | Fred | Ji | Je | dhs |  | x 0,024 | [5 empty] | Fred | Ji | Je | dhs |  | x 0,024 | [5 empty] | Fred | Ji | Je | dhs |  | x 0,024 | [5 empty] | Fred | Ji | Je | dhs |  | x 0,024 | [5 empty] | Fred | Ji | Je | dhs |  | x 0,024 | [5 empty] | Fred | Ji | Je | dhs |  | x 0,024 | [5 empty] | Fred | Ji | Je | dhs |  | x 0,024
| W/(m²K) | °C | °C | d/a | Kd/a | kKh/a |  | Design temperature for heat pump |  |  |  | W/(m²K) | °C | °C | d/a | Kd/a | kKh/a |  | Design temperature for heat pump |  |  |  | W/(m²K) | °C | °C | d/a | Kd/a | kKh/a |  | Design temperature for heat pump |  |  |  | W/(m²K) | °C | °C | d/a | Kd/a | kKh/a |  | Design temperature for heat pump |  |  |  | W/(m²K) | °C | °C | d/a | Kd/a | kKh/a |  | Design temperature for heat pump |  |  |  | W/(m²K) | °C | °C | d/a | Kd/a | kKh/a |  | Design temperature for heat pump |  |  |  | W/(m²K) | °C | °C | d/a | Kd/a | kKh/a |  | Design temperature for heat pump |  |  |  | W/(m²K) | °C | °C | d/a | Kd/a | kKh/a |  | Design temperature for heat pump |  |  |  | W/(m²K) | °C | °C | d/a | Kd/a | kKh/a |  | Design temperature for heat pump |  |  |  | W/(m²K) | °C | °C | d/a | Kd/a | kKh/a |  | Design temperature for heat pump |  |  |  | W/(m²K) | °C | °C | d/a | Kd/a | kKh/a |  | Design temperature for heat pump |  |  |  | W/(m²K) | °C | °C | d/a | Kd/a | kKh/a |  | Design temperature for heat pump |  |  |  | W/(m²K) | °C | °C | d/a | Kd/a | kKh/a |  | Design temperature for heat pump |  |  |  | W/(m²K) | °C | °C | d/a | Kd/a | kKh/a |  | Design temperature for heat pump |  |  |  | W/(m²K) | °C | °C | d/a | Kd/a | kKh/a |  | Design temperature for heat pump |  |  |  | W/(m²K) | °C | °C | d/a | Kd/a | kKh/a |  | Design temperature for heat pump |  |  |  | W/(m²K) | °C | °C | d/a | Kd/a | kKh/a |  | Design temperature for heat pump |  |  |  | W/(m²K) | °C | °C | d/a | Kd/a | kKh/a |  | Design temperature for heat pump |  |  |  | W/(m²K) | °C | °C | d/a | Kd/a | kKh/a |  | Design temperature for heat pump
| 0.80923 | 20 | 6.6 | 212 | 2840.8 | 68.1792 | 152.64 | -10 |  |  |  | 0.94843 | 20 | 6.6 | 212 | 2840.8 | 68.1792 |  | -10 |  |  |  | 0.87402 | 20 | 6.6 | 212 | 2840.8 | 68.1792 |  | -10 |  |  |  | 0.8676 | 20 | 6.6 | 212 | 2840.8 | 68.1792 |  | -10 |  |  |  | 0.8708 | 20 | 6.6 | 212 | 2840.8 | 68.1792 |  | -10 |  |  |  | 0.8497 | 20 | 6.6 | 212 | 2840.8 | 68.1792 |  | -10 |  |  |  | 0.84651 | 20 | 6.6 | 212 | 2840.8 | 68.1792 |  | -10 |  |  |  | 0.84328 | 20 | 6.6 | 212 | 2840.8 | 68.1792 |  | -10 |  |  |  | 0.85217 | 20 | 6.6 | 212 | 2840.8 | 68.1792 |  | -10 |  |  |  | 0.83108 | 20 | 6.6 | 212 | 2840.8 | 68.1792 |  | -10 |  |  |  | 0.82785 | 20 | 6.6 | 212 | 2840.8 | 68.1792 |  | -10 |  |  |  | 0.89209 | 20 | 6.6 | 212 | 2840.8 | 68.1792 |  | -10 |  |  |  | 0.86109 | 20 | 6.6 | 212 | 2840.8 | 68.1792 |  | -10 |  |  |  | 0.85478 | 20 | 6.6 | 212 | 2840.8 | 68.1792 |  | -10 |  |  |  | 0.85492 | 20 | 6.6 | 212 | 2840.8 | 68.1792 |  | -10 |  |  |  | 0.84655 | 20 | 6.6 | 212 | 2840.8 | 68.1792 |  | -10 |  |  |  | 0.8464 | 20 | 6.6 | 212 | 2840.8 | 68.1792 |  | -10 |  |  |  | 0.83998 | 20 | 6.6 | 212 | 2840.8 | 68.1792 |  | -10 |  |  |  | 0.82466 | 20 | 6.6 | 212 | 2840.8 | 68.1792 |  | -10
| Solar heat load during heating season Qsol | [5 empty] | 2148.4855 | 13.5637 |  |  |  | Solar heat load during heating season Qsol | [5 empty] | 1790.4046 | 11.3031 |  |  |  | Solar heat load during heating season Qsol | [5 empty] | 1790.4046 | 11.3031 |  |  |  | Solar heat load during heating season Qsol | [5 empty] | 1790.4046 | 11.3031 |  |  |  | Solar heat load during heating season Qsol | [5 empty] | 1790.4046 | 11.3031 |  |  |  | Solar heat load during heating season Qsol | [5 empty] | 1790.4046 | 11.3031 |  |  |  | Solar heat load during heating season Qsol | [5 empty] | 1790.4046 | 11.3031 |  |  |  | Solar heat load during heating season Qsol | [5 empty] | 1790.4046 | 11.3031 |  |  |  | Solar heat load during heating season Qsol | [5 empty] | 1790.4046 | 11.3031 |  |  |  | Solar heat load during heating season Qsol | [5 empty] | 1790.4046 | 11.3031 |  |  |  | Solar heat load during heating season Qsol | [5 empty] | 1790.4046 | 11.3031 |  |  |  | Solar heat load during heating season Qsol | [5 empty] | 1790.4046 | 11.3031 |  |  |  | Solar heat load during heating season Qsol | [5 empty] | 1790.4046 | 11.3031 |  |  |  | Solar heat load during heating season Qsol | [5 empty] | 1790.4046 | 11.3031 |  |  |  | Solar heat load during heating season Qsol | [5 empty] | 1790.4046 | 11.3031 |  |  |  | Solar heat load during heating season Qsol | [5 empty] | 1790.4046 | 11.3031 |  |  |  | Solar heat load during heating season Qsol | [5 empty] | 1790.4046 | 11.3031 |  |  |  | Solar heat load during heating season Qsol | [5 empty] | 1790.4046 | 11.3031 |  |  |  | Solar heat load during heating season Qsol | [5 empty] | 1790.4046 | 11.3031
Window orientation | external shading Fsh | frame area fraction FF | non-perpen- dicular FW | solar energy transmittance ggl,n | window area Awindow,i | solar global radiation Isol,i |  |  |  |  | Window orientation | external shading Fsh | frame area fraction FF | non-perpen- dicular FW | solar energy transmittance ggl,n | window area Awindow,i | solar global radiation Isol,i |  |  |  |  | Window orientation | external shading Fsh | frame area fraction FF | non-perpen- dicular FW | solar energy transmittance ggl,n | window area Awindow,i | solar global radiation Isol,i |  |  |  |  | Window orientation | external shading Fsh | frame area fraction FF | non-perpen- dicular FW | solar energy transmittance ggl,n | window area Awindow,i | solar global radiation Isol,i |  |  |  |  | Window orientation | external shading Fsh | frame area fraction FF | non-perpen- dicular FW | solar energy transmittance ggl,n | window area Awindow,i | solar global radiation Isol,i |  |  |  |  | Window orientation | external shading Fsh | frame area fraction FF | non-perpen- dicular FW | solar energy transmittance ggl,n | window area Awindow,i | solar global radiation Isol,i |  |  |  |  | Window orientation | external shading Fsh | frame area fraction FF | non-perpen- dicular FW | solar energy transmittance ggl,n | window area Awindow,i | solar global radiation Isol,i |  |  |  |  | Window orientation | external shading Fsh | frame area fraction FF | non-perpen- dicular FW | solar energy transmittance ggl,n | window area Awindow,i | solar global radiation Isol,i |  |  |  |  | Window orientation | external shading Fsh | frame area fraction FF | non-perpen- dicular FW | solar energy transmittance ggl,n | window area Awindow,i | solar global radiation Isol,i |  |  |  |  | Window orientation | external shading Fsh | frame area fraction FF | non-perpen- dicular FW | solar energy transmittance ggl,n | window area Awindow,i | solar global radiation Isol,i |  |  |  |  | Window orientation | external shading Fsh | frame area fraction FF | non-perpen- dicular FW | solar energy transmittance ggl,n | window area Awindow,i | solar global radiation Isol,i |  |  |  |  | Window orientation | external shading Fsh | frame area fraction FF | non-perpen- dicular FW | solar energy transmittance ggl,n | window area Awindow,i | solar global radiation Isol,i |  |  |  |  | Window orientation | external shading Fsh | frame area fraction FF | non-perpen- dicular FW | solar energy transmittance ggl,n | window area Awindow,i | solar global radiation Isol,i |  |  |  |  | Window orientation | external shading Fsh | frame area fraction FF | non-perpen- dicular FW | solar energy transmittance ggl,n | window area Awindow,i | solar global radiation Isol,i |  |  |  |  | Window orientation | external shading Fsh | frame area fraction FF | non-perpen- dicular FW | solar energy transmittance ggl,n | window area Awindow,i | solar global radiation Isol,i |  |  |  |  | Window orientation | external shading Fsh | frame area fraction FF | non-perpen- dicular FW | solar energy transmittance ggl,n | window area Awindow,i | solar global radiation Isol,i |  |  |  |  | Window orientation | external shading Fsh | frame area fraction FF | non-perpen- dicular FW | solar energy transmittance ggl,n | window area Awindow,i | solar global radiation Isol,i |  |  |  |  | Window orientation | external shading Fsh | frame area fraction FF | non-perpen- dicular FW | solar energy transmittance ggl,n | window area Awindow,i | solar global radiation Isol,i |  |  |  |  | Window orientation | external shading Fsh | frame area fraction FF | non-perpen- dicular FW | solar energy transmittance ggl,n | window area Awindow,i | solar global radiation Isol,i
[6 empty] | kWh/(m²a) | kWh/a | [9 empty] | kWh/(m²a) | kWh/a | [9 empty] | kWh/(m²a) | kWh/a | [9 empty] | kWh/(m²a) | kWh/a | [9 empty] | kWh/(m²a) | kWh/a | [9 empty] | kWh/(m²a) | kWh/a | [9 empty] | kWh/(m²a) | kWh/a | [9 empty] | kWh/(m²a) | kWh/a | [9 empty] | kWh/(m²a) | kWh/a | [9 empty] | kWh/(m²a) | kWh/a | [9 empty] | kWh/(m²a) | kWh/a | [9 empty] | kWh/(m²a) | kWh/a | [9 empty] | kWh/(m²a) | kWh/a | [9 empty] | kWh/(m²a) | kWh/a | [9 empty] | kWh/(m²a) | kWh/a | [9 empty] | kWh/(m²a) | kWh/a | [9 empty] | kWh/(m²a) | kWh/a | [9 empty] | kWh/(m²a) | kWh/a | [9 empty] | kWh/(m²a) | kWh/a
Horizontal | 0.8 | 0.3 | 0.9 | 0.72 |  | 324 |  |  |  |  | Horizontal | 0.8 | 0.3 | 0.9 | 0.6 |  | 324 |  |  |  |  | Horizontal | 0.8 | 0.3 | 0.9 | 0.6 |  | 324 |  |  |  |  | Horizontal | 0.8 | 0.3 | 0.9 | 0.6 |  | 324 |  |  |  |  | Horizontal | 0.8 | 0.3 | 0.9 | 0.6 |  | 324 |  |  |  |  | Horizontal | 0.8 | 0.3 | 0.9 | 0.6 |  | 324 |  |  |  |  | Horizontal | 0.8 | 0.3 | 0.9 | 0.6 |  | 324 |  |  |  |  | Horizontal | 0.8 | 0.3 | 0.9 | 0.6 |  | 324 |  |  |  |  | Horizontal | 0.8 | 0.3 | 0.9 | 0.6 |  | 324 |  |  |  |  | Horizontal | 0.8 | 0.3 | 0.9 | 0.6 |  | 324 |  |  |  |  | Horizontal | 0.8 | 0.3 | 0.9 | 0.6 |  | 324 |  |  |  |  | Horizontal | 0.8 | 0.3 | 0.9 | 0.6 |  | 324 |  |  |  |  | Horizontal | 0.8 | 0.3 | 0.9 | 0.6 |  | 324 |  |  |  |  | Horizontal | 0.8 | 0.3 | 0.9 | 0.6 |  | 324 |  |  |  |  | Horizontal | 0.8 | 0.3 | 0.9 | 0.6 |  | 324 |  |  |  |  | Horizontal | 0.8 | 0.3 | 0.9 | 0.6 |  | 324 |  |  |  |  | Horizontal | 0.8 | 0.3 | 0.9 | 0.6 |  | 324 |  |  |  |  | Horizontal | 0.8 | 0.3 | 0.9 | 0.6 |  | 324 |  |  |  |  | Horizontal | 0.8 | 0.3 | 0.9 | 0.6 |  | 324
East | 0.6 | 0.3 | 0.9 | 0.72 | 17.7 | 225 | 1083.8772 |  |  |  | East | 0.6 | 0.3 | 0.9 | 0.6 | 17.7 | 225 | 903.231 |  |  |  | East | 0.6 | 0.3 | 0.9 | 0.6 | 17.7 | 225 | 903.231 |  |  |  | East | 0.6 | 0.3 | 0.9 | 0.6 | 17.7 | 225 | 903.231 |  |  |  | East | 0.6 | 0.3 | 0.9 | 0.6 | 17.7 | 225 | 903.231 |  |  |  | East | 0.6 | 0.3 | 0.9 | 0.6 | 17.7 | 225 | 903.231 |  |  |  | East | 0.6 | 0.3 | 0.9 | 0.6 | 17.7 | 225 | 903.231 |  |  |  | East | 0.6 | 0.3 | 0.9 | 0.6 | 17.7 | 225 | 903.231 |  |  |  | East | 0.6 | 0.3 | 0.9 | 0.6 | 17.7 | 225 | 903.231 |  |  |  | East | 0.6 | 0.3 | 0.9 | 0.6 | 17.7 | 225 | 903.231 |  |  |  | East | 0.6 | 0.3 | 0.9 | 0.6 | 17.7 | 225 | 903.231 |  |  |  | East | 0.6 | 0.3 | 0.9 | 0.6 | 17.7 | 225 | 903.231 |  |  |  | East | 0.6 | 0.3 | 0.9 | 0.6 | 17.7 | 225 | 903.231 |  |  |  | East | 0.6 | 0.3 | 0.9 | 0.6 | 17.7 | 225 | 903.231 |  |  |  | East | 0.6 | 0.3 | 0.9 | 0.6 | 17.7 | 225 | 903.231 |  |  |  | East | 0.6 | 0.3 | 0.9 | 0.6 | 17.7 | 225 | 903.231 |  |  |  | East | 0.6 | 0.3 | 0.9 | 0.6 | 17.7 | 225 | 903.231 |  |  |  | East | 0.6 | 0.3 | 0.9 | 0.6 | 17.7 | 225 | 903.231 |  |  |  | East | 0.6 | 0.3 | 0.9 | 0.6 | 17.7 | 225 | 903.231
South | 0.6 | 0.3 | 0.9 | 0.72 |  | 402 |  |  |  |  | South | 0.6 | 0.3 | 0.9 | 0.6 |  | 402 |  |  |  |  | South | 0.6 | 0.3 | 0.9 | 0.6 |  | 402 |  |  |  |  | South | 0.6 | 0.3 | 0.9 | 0.6 |  | 402 |  |  |  |  | South | 0.6 | 0.3 | 0.9 | 0.6 |  | 402 |  |  |  |  | South | 0.6 | 0.3 | 0.9 | 0.6 |  | 402 |  |  |  |  | South | 0.6 | 0.3 | 0.9 | 0.6 |  | 402 |  |  |  |  | South | 0.6 | 0.3 | 0.9 | 0.6 |  | 402 |  |  |  |  | South | 0.6 | 0.3 | 0.9 | 0.6 |  | 402 |  |  |  |  | South | 0.6 | 0.3 | 0.9 | 0.6 |  | 402 |  |  |  |  | South | 0.6 | 0.3 | 0.9 | 0.6 |  | 402 |  |  |  |  | South | 0.6 | 0.3 | 0.9 | 0.6 |  | 402 |  |  |  |  | South | 0.6 | 0.3 | 0.9 | 0.6 |  | 402 |  |  |  |  | South | 0.6 | 0.3 | 0.9 | 0.6 |  | 402 |  |  |  |  | South | 0.6 | 0.3 | 0.9 | 0.6 |  | 402 |  |  |  |  | South | 0.6 | 0.3 | 0.9 | 0.6 |  | 402 |  |  |  |  | South | 0.6 | 0.3 | 0.9 | 0.6 |  | 402 |  |  |  |  | South | 0.6 | 0.3 | 0.9 | 0.6 |  | 402 |  |  |  |  | South | 0.6 | 0.3 | 0.9 | 0.6 |  | 402
West | 0.6 | 0.3 | 0.9 | 0.72 | 17.7 | 221 | 1064.6083 |  |  |  | West | 0.6 | 0.3 | 0.9 | 0.6 | 17.7 | 221 | 887.1736 |  |  |  | West | 0.6 | 0.3 | 0.9 | 0.6 | 17.7 | 221 | 887.1736 |  |  |  | West | 0.6 | 0.3 | 0.9 | 0.6 | 17.7 | 221 | 887.1736 |  |  |  | West | 0.6 | 0.3 | 0.9 | 0.6 | 17.7 | 221 | 887.1736 |  |  |  | West | 0.6 | 0.3 | 0.9 | 0.6 | 17.7 | 221 | 887.1736 |  |  |  | West | 0.6 | 0.3 | 0.9 | 0.6 | 17.7 | 221 | 887.1736 |  |  |  | West | 0.6 | 0.3 | 0.9 | 0.6 | 17.7 | 221 | 887.1736 |  |  |  | West | 0.6 | 0.3 | 0.9 | 0.6 | 17.7 | 221 | 887.1736 |  |  |  | West | 0.6 | 0.3 | 0.9 | 0.6 | 17.7 | 221 | 887.1736 |  |  |  | West | 0.6 | 0.3 | 0.9 | 0.6 | 17.7 | 221 | 887.1736 |  |  |  | West | 0.6 | 0.3 | 0.9 | 0.6 | 17.7 | 221 | 887.1736 |  |  |  | West | 0.6 | 0.3 | 0.9 | 0.6 | 17.7 | 221 | 887.1736 |  |  |  | West | 0.6 | 0.3 | 0.9 | 0.6 | 17.7 | 221 | 887.1736 |  |  |  | West | 0.6 | 0.3 | 0.9 | 0.6 | 17.7 | 221 | 887.1736 |  |  |  | West | 0.6 | 0.3 | 0.9 | 0.6 | 17.7 | 221 | 887.1736 |  |  |  | West | 0.6 | 0.3 | 0.9 | 0.6 | 17.7 | 221 | 887.1736 |  |  |  | West | 0.6 | 0.3 | 0.9 | 0.6 | 17.7 | 221 | 887.1736 |  |  |  | West | 0.6 | 0.3 | 0.9 | 0.6 | 17.7 | 221 | 887.1736
North | 0.6 | 0.3 | 0.9 | 0.72 |  | 115 |  |  |  |  | North | 0.6 | 0.3 | 0.9 | 0.6 |  | 115 |  |  |  |  | North | 0.6 | 0.3 | 0.9 | 0.6 |  | 115 |  |  |  |  | North | 0.6 | 0.3 | 0.9 | 0.6 |  | 115 |  |  |  |  | North | 0.6 | 0.3 | 0.9 | 0.6 |  | 115 |  |  |  |  | North | 0.6 | 0.3 | 0.9 | 0.6 |  | 115 |  |  |  |  | North | 0.6 | 0.3 | 0.9 | 0.6 |  | 115 |  |  |  |  | North | 0.6 | 0.3 | 0.9 | 0.6 |  | 115 |  |  |  |  | North | 0.6 | 0.3 | 0.9 | 0.6 |  | 115 |  |  |  |  | North | 0.6 | 0.3 | 0.9 | 0.6 |  | 115 |  |  |  |  | North | 0.6 | 0.3 | 0.9 | 0.6 |  | 115 |  |  |  |  | North | 0.6 | 0.3 | 0.9 | 0.6 |  | 115 |  |  |  |  | North | 0.6 | 0.3 | 0.9 | 0.6 |  | 115 |  |  |  |  | North | 0.6 | 0.3 | 0.9 | 0.6 |  | 115 |  |  |  |  | North | 0.6 | 0.3 | 0.9 | 0.6 |  | 115 |  |  |  |  | North | 0.6 | 0.3 | 0.9 | 0.6 |  | 115 |  |  |  |  | North | 0.6 | 0.3 | 0.9 | 0.6 |  | 115 |  |  |  |  | North | 0.6 | 0.3 | 0.9 | 0.6 |  | 115 |  |  |  |  | North | 0.6 | 0.3 | 0.9 | 0.6 |  | 115
| Internal heat sources Qint | [5 empty] | 2417.8176 | 15.264 |  |  |  | Internal heat sources Qint | [5 empty] | 2417.8176 | 15.264 |  |  |  | Internal heat sources Qint | [5 empty] | 2417.8176 | 15.264 |  |  |  | Internal heat sources Qint | [5 empty] | 2417.8176 | 15.264 |  |  |  | Internal heat sources Qint | [5 empty] | 2417.8176 | 15.264 |  |  |  | Internal heat sources Qint | [5 empty] | 2417.8176 | 15.264 |  |  |  | Internal heat sources Qint | [5 empty] | 2417.8176 | 15.264 |  |  |  | Internal heat sources Qint | [5 empty] | 2417.8176 | 15.264 |  |  |  | Internal heat sources Qint | [5 empty] | 2417.8176 | 15.264 |  |  |  | Internal heat sources Qint | [5 empty] | 2417.8176 | 15.264 |  |  |  | Internal heat sources Qint | [5 empty] | 2417.8176 | 15.264 |  |  |  | Internal heat sources Qint | [5 empty] | 2417.8176 | 15.264 |  |  |  | Internal heat sources Qint | [5 empty] | 2417.8176 | 15.264 |  |  |  | Internal heat sources Qint | [5 empty] | 2417.8176 | 15.264 |  |  |  | Internal heat sources Qint | [5 empty] | 2417.8176 | 15.264 |  |  |  | Internal heat sources Qint | [5 empty] | 2417.8176 | 15.264 |  |  |  | Internal heat sources Qint | [5 empty] | 2417.8176 | 15.264 |  |  |  | Internal heat sources Qint | [5 empty] | 2417.8176 | 15.264 |  |  |  | Internal heat sources Qint | [5 empty] | 2417.8176 | 15.264
|  | internal heat sources | heating days | [9 empty] | internal heat sources | heating days | [9 empty] | internal heat sources | heating days | [9 empty] | internal heat sources | heating days | [9 empty] | internal heat sources | heating days | [9 empty] | internal heat sources | heating days | [9 empty] | internal heat sources | heating days | [9 empty] | internal heat sources | heating days | [9 empty] | internal heat sources | heating days | [9 empty] | internal heat sources | heating days | [9 empty] | internal heat sources | heating days | [9 empty] | internal heat sources | heating days | [9 empty] | internal heat sources | heating days | [9 empty] | internal heat sources | heating days | [9 empty] | internal heat sources | heating days | [9 empty] | internal heat sources | heating days | [9 empty] | internal heat sources | heating days | [9 empty] | internal heat sources | heating days | [9 empty] | internal heat sources | heating days
|  | ji | dhs | [9 empty] | ji | dhs | [9 empty] | ji | dhs | [9 empty] | ji | dhs | [9 empty] | ji | dhs | [9 empty] | ji | dhs | [9 empty] | ji | dhs | [9 empty] | ji | dhs | [9 empty] | ji | dhs | [9 empty] | ji | dhs | [9 empty] | ji | dhs | [9 empty] | ji | dhs | [9 empty] | ji | dhs | [9 empty] | ji | dhs | [9 empty] | ji | dhs | [9 empty] | ji | dhs | [9 empty] | ji | dhs | [9 empty] | ji | dhs | [9 empty] | ji | dhs
| kh/d | W/m² | d/a | [8 empty] | kh/d | W/m² | d/a | [8 empty] | kh/d | W/m² | d/a | [8 empty] | kh/d | W/m² | d/a | [8 empty] | kh/d | W/m² | d/a | [8 empty] | kh/d | W/m² | d/a | [8 empty] | kh/d | W/m² | d/a | [8 empty] | kh/d | W/m² | d/a | [8 empty] | kh/d | W/m² | d/a | [8 empty] | kh/d | W/m² | d/a | [8 empty] | kh/d | W/m² | d/a | [8 empty] | kh/d | W/m² | d/a | [8 empty] | kh/d | W/m² | d/a | [8 empty] | kh/d | W/m² | d/a | [8 empty] | kh/d | W/m² | d/a | [8 empty] | kh/d | W/m² | d/a | [8 empty] | kh/d | W/m² | d/a | [8 empty] | kh/d | W/m² | d/a | [8 empty] | kh/d | W/m² | d/a
| 0.024 | 3 | 212 | [8 empty] | 0.024 | 3 | 212 | [8 empty] | 0.024 | 3 | 212 | [8 empty] | 0.024 | 3 | 212 | [8 empty] | 0.024 | 3 | 212 | [8 empty] | 0.024 | 3 | 212 | [8 empty] | 0.024 | 3 | 212 | [8 empty] | 0.024 | 3 | 212 | [8 empty] | 0.024 | 3 | 212 | [8 empty] | 0.024 | 3 | 212 | [8 empty] | 0.024 | 3 | 212 | [8 empty] | 0.024 | 3 | 212 | [8 empty] | 0.024 | 3 | 212 | [8 empty] | 0.024 | 3 | 212 | [8 empty] | 0.024 | 3 | 212 | [8 empty] | 0.024 | 3 | 212 | [8 empty] | 0.024 | 3 | 212 | [8 empty] | 0.024 | 3 | 212 | [8 empty] | 0.024 | 3 | 212
| Gain utilization factor for heating | [5 empty] | 0.92169 |  |  |  |  | Gain utilization factor for heating | [5 empty] | 0.92376 |  |  |  |  | Gain utilization factor for heating | [5 empty] | 0.92417 |  |  |  |  | Gain utilization factor for heating | [5 empty] | 0.92452 |  |  |  |  | Gain utilization factor for heating | [5 empty] | 0.92435 |  |  |  |  | Gain utilization factor for heating | [5 empty] | 0.92539 |  |  |  |  | Gain utilization factor for heating | [5 empty] | 0.92554 |  |  |  |  | Gain utilization factor for heating | [5 empty] | 0.92569 |  |  |  |  | Gain utilization factor for heating | [5 empty] | 0.92569 |  |  |  |  | Gain utilization factor for heating | [5 empty] | 0.92666 |  |  |  |  | Gain utilization factor for heating | [5 empty] | 0.92681 |  |  |  |  | Gain utilization factor for heating | [5 empty] | 0.92281 |  |  |  |  | Gain utilization factor for heating | [5 empty] | 0.92527 |  |  |  |  | Gain utilization factor for heating | [5 empty] | 0.92557 |  |  |  |  | Gain utilization factor for heating | [5 empty] | 0.92556 |  |  |  |  | Gain utilization factor for heating | [5 empty] | 0.92595 |  |  |  |  | Gain utilization factor for heating | [5 empty] | 0.92595 |  |  |  |  | Gain utilization factor for heating | [5 empty] | 0.92625 |  |  |  |  | Gain utilization factor for heating | [5 empty] | 0.92695
| internal heat capacity per m² AC,ref | [5 empty] | 45 |  |  |  |  | internal heat capacity per m² AC,ref | [5 empty] | 45 |  |  |  |  | internal heat capacity per m² AC,ref | [5 empty] | 45 |  |  |  |  | internal heat capacity per m² AC,ref | [5 empty] | 45 |  |  |  |  | internal heat capacity per m² AC,ref | [5 empty] | 45 |  |  |  |  | internal heat capacity per m² AC,ref | [5 empty] | 45 |  |  |  |  | internal heat capacity per m² AC,ref | [5 empty] | 45 |  |  |  |  | internal heat capacity per m² AC,ref | [5 empty] | 45 |  |  |  |  | internal heat capacity per m² AC,ref | [5 empty] | 45 |  |  |  |  | internal heat capacity per m² AC,ref | [5 empty] | 45 |  |  |  |  | internal heat capacity per m² AC,ref | [5 empty] | 45 |  |  |  |  | internal heat capacity per m² AC,ref | [5 empty] | 45 |  |  |  |  | internal heat capacity per m² AC,ref | [5 empty] | 45 |  |  |  |  | internal heat capacity per m² AC,ref | [5 empty] | 45 |  |  |  |  | internal heat capacity per m² AC,ref | [5 empty] | 45 |  |  |  |  | internal heat capacity per m² AC,ref | [5 empty] | 45 |  |  |  |  | internal heat capacity per m² AC,ref | [5 empty] | 45 |  |  |  |  | internal heat capacity per m² AC,ref | [5 empty] | 45 |  |  |  |  | internal heat capacity per m² AC,ref | [5 empty] | 45
| time constant of the building T | [5 empty] | 10.2202 |  |  |  |  | time constant of the building T | [5 empty] | 38.0429 |  |  |  |  | time constant of the building T | [5 empty] | 19.6568 |  |  |  |  | time constant of the building T | [5 empty] | 18.1306 |  |  |  |  | time constant of the building T | [5 empty] | 18.859 |  |  |  |  | time constant of the building T | [5 empty] | 14.9059 |  |  |  |  | time constant of the building T | [5 empty] | 14.4472 |  |  |  |  | time constant of the building T | [5 empty] | 14.0116 |  |  |  |  | time constant of the building T | [5 empty] | 14.8526 |  |  |  |  | time constant of the building T | [5 empty] | 12.2865 |  |  |  |  | time constant of the building T | [5 empty] | 11.97 |  |  |  |  | time constant of the building T | [5 empty] | 25.755 |  |  |  |  | time constant of the building T | [5 empty] | 16.2914 |  |  |  |  | time constant of the building T | [5 empty] | 15.2454 |  |  |  |  | time constant of the building T | [5 empty] | 15.2682 |  |  |  |  | time constant of the building T | [5 empty] | 14.0688 |  |  |  |  | time constant of the building T | [5 empty] | 14.0494 |  |  |  |  | time constant of the building T | [5 empty] | 13.252 |  |  |  |  | time constant of the building T | [5 empty] | 11.6723
| parameter aH | [5 empty] | 1.1407 |  |  |  |  | parameter aH | [5 empty] | 2.0681 |  |  |  |  | parameter aH | [5 empty] | 1.4552 |  |  |  |  | parameter aH | [5 empty] | 1.4044 |  |  |  |  | parameter aH | [5 empty] | 1.4286 |  |  |  |  | parameter aH | [5 empty] | 1.2969 |  |  |  |  | parameter aH | [5 empty] | 1.2816 |  |  |  |  | parameter aH | [5 empty] | 1.2671 |  |  |  |  | parameter aH | [5 empty] | 1.2951 |  |  |  |  | parameter aH | [5 empty] | 1.2095 |  |  |  |  | parameter aH | [5 empty] | 1.199 |  |  |  |  | parameter aH | [5 empty] | 1.6585 |  |  |  |  | parameter aH | [5 empty] | 1.343 |  |  |  |  | parameter aH | [5 empty] | 1.3082 |  |  |  |  | parameter aH | [5 empty] | 1.3089 |  |  |  |  | parameter aH | [5 empty] | 1.269 |  |  |  |  | parameter aH | [5 empty] | 1.2683 |  |  |  |  | parameter aH | [5 empty] | 1.2417 |  |  |  |  | parameter aH | [5 empty] | 1.1891
| heat balance ratio for the heating mode | [5 empty] | 0.11867 |  |  |  |  | heat balance ratio for the heating mode | [5 empty] | 0.34734 |  |  |  |  | heat balance ratio for the heating mode | [5 empty] | 0.19475 |  |  |  |  | heat balance ratio for the heating mode | [5 empty] | 0.18096 |  |  |  |  | heat balance ratio for the heating mode | [5 empty] | 0.18753 |  |  |  |  | heat balance ratio for the heating mode | [5 empty] | 0.1519 |  |  |  |  | heat balance ratio for the heating mode | [5 empty] | 0.14779 |  |  |  |  | heat balance ratio for the heating mode | [5 empty] | 0.14388 |  |  |  |  | heat balance ratio for the heating mode | [5 empty] | 0.15092 |  |  |  |  | heat balance ratio for the heating mode | [5 empty] | 0.12802 |  |  |  |  | heat balance ratio for the heating mode | [5 empty] | 0.1252 |  |  |  |  | heat balance ratio for the heating mode | [5 empty] | 0.24999 |  |  |  |  | heat balance ratio for the heating mode | [5 empty] | 0.16383 |  |  |  |  | heat balance ratio for the heating mode | [5 empty] | 0.15444 |  |  |  |  | heat balance ratio for the heating mode | [5 empty] | 0.15465 |  |  |  |  | heat balance ratio for the heating mode | [5 empty] | 0.14391 |  |  |  |  | heat balance ratio for the heating mode | [5 empty] | 0.14373 |  |  |  |  | heat balance ratio for the heating mode | [5 empty] | 0.13661 |  |  |  |  | heat balance ratio for the heating mode | [5 empty] | 0.12256
| Energy need for heating QH,nd |  |  | kWh/a |  |  | 34271.1063 | 216.358 |  |  |  | Energy need for heating QH,nd | [5 empty] | 8228.3188 | 51.9465 |  |  |  | Energy need for heating QH,nd | [5 empty] | 17719.6775 | 111.8667 |  |  |  | Energy need for heating QH,nd | [5 empty] | 19364.9812 | 122.2537 |  |  |  | Energy need for heating QH,nd | [5 empty] | 18549.8717 | 117.1078 |  |  |  | Energy need for heating QH,nd | [5 empty] | 23808.7771 | 150.3079 |  |  |  | Energy need for heating QH,nd | [5 empty] | 24580.2881 | 155.1786 |  |  |  | Energy need for heating QH,nd | [5 empty] | 25353.0344 | 160.057 |  |  |  | Energy need for heating QH,nd | [5 empty] | 23987.8347 | 151.4384 |  |  |  | Energy need for heating QH,nd | [5 empty] | 28973.1505 | 182.9113 |  |  |  | Energy need for heating QH,nd | [5 empty] | 29710.6834 | 187.5674 |  |  |  | Energy need for heating QH,nd | [5 empty] | 12949.8456 | 81.7541 |  |  |  | Energy need for heating QH,nd | [5 empty] | 21793.1209 | 137.5828 |  |  |  | Energy need for heating QH,nd | [5 empty] | 23352.8766 | 147.4298 |  |  |  | Energy need for heating QH,nd | [5 empty] | 23316.9357 | 147.2029 |  |  |  | Energy need for heating QH,nd | [5 empty] | 25345.9158 | 160.0121 |  |  |  | Energy need for heating QH,nd | [5 empty] | 25381.0606 | 160.234 |  |  |  | Energy need for heating QH,nd | [5 empty] | 26905.9431 | 169.8608 |  |  |  | Energy need for heating QH,nd | [5 empty] | 30434.0457 | 192.1341
| Qht – hh,gn × (Qsol + Qint) | [7 empty] | 20.897 | [10 empty] | 5.0173 | [10 empty] | 10.8047 | [10 empty] | 11.8079 | [10 empty] | 11.3109 | [10 empty] | 14.5175 | [10 empty] | 14.988 | [10 empty] | 15.4592 | [10 empty] | 14.6267 | [10 empty] | 17.6666 | [10 empty] | 18.1163 | [10 empty] | 7.8962 | [10 empty] | 13.2885 | [10 empty] | 14.2396 | [10 empty] | 14.2176 | [10 empty] | 15.4548 | [10 empty] | 15.4763 | [10 empty] | 16.4061 | [10 empty] | 18.5573
Energy balance calculation - System Performance | [11 empty] | Energy balance calculation - System Performance | [10 empty] | Energy balance calculation - System Performance | [10 empty] | Energy balance calculation - System Performance | [10 empty] | Energy balance calculation - System Performance | [10 empty] | Energy balance calculation - System Performance | [10 empty] | Energy balance calculation - System Performance | [10 empty] | Energy balance calculation - System Performance | [10 empty] | Energy balance calculation - System Performance | [10 empty] | Energy balance calculation - System Performance | [10 empty] | Energy balance calculation - System Performance | [10 empty] | Energy balance calculation - System Performance | [10 empty] | Energy balance calculation - System Performance | [10 empty] | Energy balance calculation - System Performance | [10 empty] | Energy balance calculation - System Performance | [10 empty] | Energy balance calculation - System Performance | [10 empty] | Energy balance calculation - System Performance | [10 empty] | Energy balance calculation - System Performance | [10 empty] | Energy balance calculation - System Performance
| Space heating system | [11 empty] | Space heating system | [10 empty] | Space heating system | [10 empty] | Space heating system | [10 empty] | Space heating system | [10 empty] | Space heating system | [10 empty] | Space heating system | [10 empty] | Space heating system | [10 empty] | Space heating system | [10 empty] | Space heating system | [10 empty] | Space heating system | [10 empty] | Space heating system | [10 empty] | Space heating system | [10 empty] | Space heating system | [10 empty] | Space heating system | [10 empty] | Space heating system | [10 empty] | Space heating system | [10 empty] | Space heating system | [10 empty] | Space heating system
| energy need space heating | – usable contribution of hot water system | – usable contrib. of vent. heat recovery | + losses distribution and heat emission | + losses storage | heat generator output | [6 empty] | energy need space heating | – usable contribution of hot water system | – usable contrib. of vent. heat recovery | + losses distribution and heat emission | + losses storage | heat generator output | [5 empty] | energy need space heating | – usable contribution of hot water system | – usable contrib. of vent. heat recovery | + losses distribution and heat emission | + losses storage | heat generator output | [5 empty] | energy need space heating | – usable contribution of hot water system | – usable contrib. of vent. heat recovery | + losses distribution and heat emission | + losses storage | heat generator output | [5 empty] | energy need space heating | – usable contribution of hot water system | – usable contrib. of vent. heat recovery | + losses distribution and heat emission | + losses storage | heat generator output | [5 empty] | energy need space heating | – usable contribution of hot water system | – usable contrib. of vent. heat recovery | + losses distribution and heat emission | + losses storage | heat generator output | [5 empty] | energy need space heating | – usable contribution of hot water system | – usable contrib. of vent. heat recovery | + losses distribution and heat emission | + losses storage | heat generator output | [5 empty] | energy need space heating | – usable contribution of hot water system | – usable contrib. of vent. heat recovery | + losses distribution and heat emission | + losses storage | heat generator output | [5 empty] | energy need space heating | – usable contribution of hot water system | – usable contrib. of vent. heat recovery | + losses distribution and heat emission | + losses storage | heat generator output | [5 empty] | energy need space heating | – usable contribution of hot water system | – usable contrib. of vent. heat recovery | + losses distribution and heat emission | + losses storage | heat generator output | [5 empty] | energy need space heating | – usable contribution of hot water system | – usable contrib. of vent. heat recovery | + losses distribution and heat emission | + losses storage | heat generator output | [5 empty] | energy need space heating | – usable contribution of hot water system | – usable contrib. of vent. heat recovery | + losses distribution and heat emission | + losses storage | heat generator output | [5 empty] | energy need space heating | – usable contribution of hot water system | – usable contrib. of vent. heat recovery | + losses distribution and heat emission | + losses storage | heat generator output | [5 empty] | energy need space heating | – usable contribution of hot water system | – usable contrib. of vent. heat recovery | + losses distribution and heat emission | + losses storage | heat generator output | [5 empty] | energy need space heating | – usable contribution of hot water system | – usable contrib. of vent. heat recovery | + losses distribution and heat emission | + losses storage | heat generator output | [5 empty] | energy need space heating | – usable contribution of hot water system | – usable contrib. of vent. heat recovery | + losses distribution and heat emission | + losses storage | heat generator output | [5 empty] | energy need space heating | – usable contribution of hot water system | – usable contrib. of vent. heat recovery | + losses distribution and heat emission | + losses storage | heat generator output | [5 empty] | energy need space heating | – usable contribution of hot water system | – usable contrib. of vent. heat recovery | + losses distribution and heat emission | + losses storage | heat generator output | [5 empty] | energy need space heating | – usable contribution of hot water system | – usable contrib. of vent. heat recovery | + losses distribution and heat emission | + losses storage | heat generator output
| qnd,h | hh,gn · qw,h | hh,gn · qve,h,rec | qd,h | qs,h | qg,h,out = qnd,h - qw,h - qve,h,rec + qd,h + qs,h | [6 empty] | qnd,h | hh,gn · qw,h | hh,gn · qve,h,rec | qd,h | qs,h | qg,h,out = qnd,h - qw,h - qve,h,rec + qd,h + qs,h | [5 empty] | qnd,h | hh,gn · qw,h | hh,gn · qve,h,rec | qd,h | qs,h | qg,h,out = qnd,h - qw,h - qve,h,rec + qd,h + qs,h | [5 empty] | qnd,h | hh,gn · qw,h | hh,gn · qve,h,rec | qd,h | qs,h | qg,h,out = qnd,h - qw,h - qve,h,rec + qd,h + qs,h | [5 empty] | qnd,h | hh,gn · qw,h | hh,gn · qve,h,rec | qd,h | qs,h | qg,h,out = qnd,h - qw,h - qve,h,rec + qd,h + qs,h | [5 empty] | qnd,h | hh,gn · qw,h | hh,gn · qve,h,rec | qd,h | qs,h | qg,h,out = qnd,h - qw,h - qve,h,rec + qd,h + qs,h | [5 empty] | qnd,h | hh,gn · qw,h | hh,gn · qve,h,rec | qd,h | qs,h | qg,h,out = qnd,h - qw,h - qve,h,rec + qd,h + qs,h | [5 empty] | qnd,h | hh,gn · qw,h | hh,gn · qve,h,rec | qd,h | qs,h | qg,h,out = qnd,h - qw,h - qve,h,rec + qd,h + qs,h | [5 empty] | qnd,h | hh,gn · qw,h | hh,gn · qve,h,rec | qd,h | qs,h | qg,h,out = qnd,h - qw,h - qve,h,rec + qd,h + qs,h | [5 empty] | qnd,h | hh,gn · qw,h | hh,gn · qve,h,rec | qd,h | qs,h | qg,h,out = qnd,h - qw,h - qve,h,rec + qd,h + qs,h | [5 empty] | qnd,h | hh,gn · qw,h | hh,gn · qve,h,rec | qd,h | qs,h | qg,h,out = qnd,h - qw,h - qve,h,rec + qd,h + qs,h | [5 empty] | qnd,h | hh,gn · qw,h | hh,gn · qve,h,rec | qd,h | qs,h | qg,h,out = qnd,h - qw,h - qve,h,rec + qd,h + qs,h | [5 empty] | qnd,h | hh,gn · qw,h | hh,gn · qve,h,rec | qd,h | qs,h | qg,h,out = qnd,h - qw,h - qve,h,rec + qd,h + qs,h | [5 empty] | qnd,h | hh,gn · qw,h | hh,gn · qve,h,rec | qd,h | qs,h | qg,h,out = qnd,h - qw,h - qve,h,rec + qd,h + qs,h | [5 empty] | qnd,h | hh,gn · qw,h | hh,gn · qve,h,rec | qd,h | qs,h | qg,h,out = qnd,h - qw,h - qve,h,rec + qd,h + qs,h | [5 empty] | qnd,h | hh,gn · qw,h | hh,gn · qve,h,rec | qd,h | qs,h | qg,h,out = qnd,h - qw,h - qve,h,rec + qd,h + qs,h | [5 empty] | qnd,h | hh,gn · qw,h | hh,gn · qve,h,rec | qd,h | qs,h | qg,h,out = qnd,h - qw,h - qve,h,rec + qd,h + qs,h | [5 empty] | qnd,h | hh,gn · qw,h | hh,gn · qve,h,rec | qd,h | qs,h | qg,h,out = qnd,h - qw,h - qve,h,rec + qd,h + qs,h | [5 empty] | qnd,h | hh,gn · qw,h | hh,gn · qve,h,rec | qd,h | qs,h | qg,h,out = qnd,h - qw,h - qve,h,rec + qd,h + qs,h
| kWh/(m²a) | kWh/(m²a) | kWh/(m²a) | kWh/(m²a) | kWh/(m²a) | kWh/(m²a) | [6 empty] | kWh/(m²a) | kWh/(m²a) | kWh/(m²a) | kWh/(m²a) | kWh/(m²a) | kWh/(m²a) | [5 empty] | kWh/(m²a) | kWh/(m²a) | kWh/(m²a) | kWh/(m²a) | kWh/(m²a) | kWh/(m²a) | [5 empty] | kWh/(m²a) | kWh/(m²a) | kWh/(m²a) | kWh/(m²a) | kWh/(m²a) | kWh/(m²a) | [5 empty] | kWh/(m²a) | kWh/(m²a) | kWh/(m²a) | kWh/(m²a) | kWh/(m²a) | kWh/(m²a) | [5 empty] | kWh/(m²a) | kWh/(m²a) | kWh/(m²a) | kWh/(m²a) | kWh/(m²a) | kWh/(m²a) | [5 empty] | kWh/(m²a) | kWh/(m²a) | kWh/(m²a) | kWh/(m²a) | kWh/(m²a) | kWh/(m²a) | [5 empty] | kWh/(m²a) | kWh/(m²a) | kWh/(m²a) | kWh/(m²a) | kWh/(m²a) | kWh/(m²a) | [5 empty] | kWh/(m²a) | kWh/(m²a) | kWh/(m²a) | kWh/(m²a) | kWh/(m²a) | kWh/(m²a) | [5 empty] | kWh/(m²a) | kWh/(m²a) | kWh/(m²a) | kWh/(m²a) | kWh/(m²a) | kWh/(m²a) | [5 empty] | kWh/(m²a) | kWh/(m²a) | kWh/(m²a) | kWh/(m²a) | kWh/(m²a) | kWh/(m²a) | [5 empty] | kWh/(m²a) | kWh/(m²a) | kWh/(m²a) | kWh/(m²a) | kWh/(m²a) | kWh/(m²a) | [5 empty] | kWh/(m²a) | kWh/(m²a) | kWh/(m²a) | kWh/(m²a) | kWh/(m²a) | kWh/(m²a) | [5 empty] | kWh/(m²a) | kWh/(m²a) | kWh/(m²a) | kWh/(m²a) | kWh/(m²a) | kWh/(m²a) | [5 empty] | kWh/(m²a) | kWh/(m²a) | kWh/(m²a) | kWh/(m²a) | kWh/(m²a) | kWh/(m²a) | [5 empty] | kWh/(m²a) | kWh/(m²a) | kWh/(m²a) | kWh/(m²a) | kWh/(m²a) | kWh/(m²a) | [5 empty] | kWh/(m²a) | kWh/(m²a) | kWh/(m²a) | kWh/(m²a) | kWh/(m²a) | kWh/(m²a) | [5 empty] | kWh/(m²a) | kWh/(m²a) | kWh/(m²a) | kWh/(m²a) | kWh/(m²a) | kWh/(m²a) | [5 empty] | kWh/(m²a) | kWh/(m²a) | kWh/(m²a) | kWh/(m²a) | kWh/(m²a) | kWh/(m²a)
| 216.358 | 1.1 | 0 | 6.5 | 0 | 221.758 | [6 empty] | 51.9465 | 0.75779 | 21.6693 | 6.5 | 0 | 36.0193 | [5 empty] | 111.8667 | 1.1 | 0 | 6.5 | 0 | 117.2667 | [5 empty] | 122.2537 | 1.1 | 0 | 6.5 | 0 | 127.6537 | [5 empty] | 117.1078 | 1.1 | 0 | 6.5 | 0 | 122.5078 | [5 empty] | 150.3079 | 1.1 | 0 | 6.5 | 0 | 155.7079 | [5 empty] | 155.1786 | 1.1 | 0 | 6.5 | 0 | 160.5786 | [5 empty] | 160.057 | 1.1 | 0 | 6.5 | 0 | 165.457 | [5 empty] | 151.4384 | 1.1 | 0 | 6.5 | 0 | 156.8384 | [5 empty] | 182.9113 | 1.1 | 0 | 6.5 | 0 | 188.3113 | [5 empty] | 187.5674 | 1.1 | 0 | 6.5 | 0 | 192.9674 | [5 empty] | 81.7541 | 1.1 | 0 | 6.5 | 0 | 87.1541 | [5 empty] | 137.5828 | 1.1 | 0 | 6.5 | 0 | 142.9828 | [5 empty] | 147.4298 | 1.1 | 0 | 6.5 | 0 | 152.8298 | [5 empty] | 147.2029 | 1.1 | 0 | 6.5 | 0 | 152.6029 | [5 empty] | 160.0121 | 1.1 | 0 | 6.5 | 0 | 165.4121 | [5 empty] | 160.234 | 1.1 | 0 | 6.5 | 0 | 165.634 | [5 empty] | 169.8608 | 1.1 | 0 | 6.5 | 0 | 175.2608 | [5 empty] | 192.1341 | 1.1 | 0 | 6.5 | 0 | 197.5341
| Gain utilisation factor (heating contributions from DHW and vent. system) |  |  |  |  | 1 | [6 empty] | Gain utilisation factor (heating contributions from DHW and vent. system) |  |  |  |  | 0.83 | [5 empty] | Gain utilisation factor (heating contributions from DHW and vent. system) |  |  |  |  | 1 | [5 empty] | Gain utilisation factor (heating contributions from DHW and vent. system) |  |  |  |  | 1 | [5 empty] | Gain utilisation factor (heating contributions from DHW and vent. system) |  |  |  |  | 1 | [5 empty] | Gain utilisation factor (heating contributions from DHW and vent. system) |  |  |  |  | 1 | [5 empty] | Gain utilisation factor (heating contributions from DHW and vent. system) |  |  |  |  | 1 | [5 empty] | Gain utilisation factor (heating contributions from DHW and vent. system) |  |  |  |  | 1 | [5 empty] | Gain utilisation factor (heating contributions from DHW and vent. system) |  |  |  |  | 1 | [5 empty] | Gain utilisation factor (heating contributions from DHW and vent. system) |  |  |  |  | 1 | [5 empty] | Gain utilisation factor (heating contributions from DHW and vent. system) |  |  |  |  | 1 | [5 empty] | Gain utilisation factor (heating contributions from DHW and vent. system) |  |  |  |  | 1 | [5 empty] | Gain utilisation factor (heating contributions from DHW and vent. system) |  |  |  |  | 1 | [5 empty] | Gain utilisation factor (heating contributions from DHW and vent. system) |  |  |  |  | 1 | [5 empty] | Gain utilisation factor (heating contributions from DHW and vent. system) |  |  |  |  | 1 | [5 empty] | Gain utilisation factor (heating contributions from DHW and vent. system) |  |  |  |  | 1 | [5 empty] | Gain utilisation factor (heating contributions from DHW and vent. system) |  |  |  |  | 1 | [5 empty] | Gain utilisation factor (heating contributions from DHW and vent. system) |  |  |  |  | 1 | [5 empty] | Gain utilisation factor (heating contributions from DHW and vent. system) |  |  |  |  | 1
|  | DHW recoverable for SH |  |  |  | 1.1 | [7 empty] | DHW recoverable for SH |  |  |  | 0.913 | [6 empty] | DHW recoverable for SH |  |  |  | 1.1 | [6 empty] | DHW recoverable for SH |  |  |  | 1.1 | [6 empty] | DHW recoverable for SH |  |  |  | 1.1 | [6 empty] | DHW recoverable for SH |  |  |  | 1.1 | [6 empty] | DHW recoverable for SH |  |  |  | 1.1 | [6 empty] | DHW recoverable for SH |  |  |  | 1.1 | [6 empty] | DHW recoverable for SH |  |  |  | 1.1 | [6 empty] | DHW recoverable for SH |  |  |  | 1.1 | [6 empty] | DHW recoverable for SH |  |  |  | 1.1 | [6 empty] | DHW recoverable for SH |  |  |  | 1.1 | [6 empty] | DHW recoverable for SH |  |  |  | 1.1 | [6 empty] | DHW recoverable for SH |  |  |  | 1.1 | [6 empty] | DHW recoverable for SH |  |  |  | 1.1 | [6 empty] | DHW recoverable for SH |  |  |  | 1.1 | [6 empty] | DHW recoverable for SH |  |  |  | 1.1 | [6 empty] | DHW recoverable for SH |  |  |  | 1.1 | [6 empty] | DHW recoverable for SH |  |  |  | 1.1
|  |  | Ventilation heat recovery | [11 empty] | Ventilation heat recovery | [10 empty] | Ventilation heat recovery | [10 empty] | Ventilation heat recovery | [10 empty] | Ventilation heat recovery | [10 empty] | Ventilation heat recovery | [10 empty] | Ventilation heat recovery | [10 empty] | Ventilation heat recovery | [10 empty] | Ventilation heat recovery | [10 empty] | Ventilation heat recovery | [10 empty] | Ventilation heat recovery | [10 empty] | Ventilation heat recovery | [10 empty] | Ventilation heat recovery | [10 empty] | Ventilation heat recovery | [10 empty] | Ventilation heat recovery | [10 empty] | Ventilation heat recovery | [10 empty] | Ventilation heat recovery | [10 empty] | Ventilation heat recovery | [10 empty] | Ventilation heat recovery
|  |  |  | qve,h,rec | kWh/(m²a) | [10 empty] | qve,h,rec | kWh/(m²a) | 26.1076 | [8 empty] | qve,h,rec | kWh/(m²a) | [9 empty] | qve,h,rec | kWh/(m²a) | [9 empty] | qve,h,rec | kWh/(m²a) | [9 empty] | qve,h,rec | kWh/(m²a) | [9 empty] | qve,h,rec | kWh/(m²a) | [9 empty] | qve,h,rec | kWh/(m²a) | [9 empty] | qve,h,rec | kWh/(m²a) | [9 empty] | qve,h,rec | kWh/(m²a) | [9 empty] | qve,h,rec | kWh/(m²a) | [9 empty] | qve,h,rec | kWh/(m²a) | 0 | [8 empty] | qve,h,rec | kWh/(m²a) | [9 empty] | qve,h,rec | kWh/(m²a) | 0 | [8 empty] | qve,h,rec | kWh/(m²a) | [9 empty] | qve,h,rec | kWh/(m²a) | [9 empty] | qve,h,rec | kWh/(m²a) | [9 empty] | qve,h,rec | kWh/(m²a) | 0 | [8 empty] | qve,h,rec | kWh/(m²a) | 0
|  |  |  | hve,rec | % | 0 | [9 empty] | hve,rec | % | 0.95 | [8 empty] | hve,rec | % | 0 | [8 empty] | hve,rec | % | 0 | [8 empty] | hve,rec | % | 0 | [8 empty] | hve,rec | % | 0 | [8 empty] | hve,rec | % | 0 | [8 empty] | hve,rec | % | 0 | [8 empty] | hve,rec | % | 0 | [8 empty] | hve,rec | % | 0 | [8 empty] | hve,rec | % | 0 | [8 empty] | hve,rec | % | 0 | [8 empty] | hve,rec | % | 0 | [8 empty] | hve,rec | % | 0 | [8 empty] | hve,rec | % | 0 | [8 empty] | hve,rec | % | 0 | [8 empty] | hve,rec | % | 0 | [8 empty] | hve,rec | % | 0 | [8 empty] | hve,rec | % | 0
|  |  |  | qht,ve | kWh/(m²a) | 37.5175 | [9 empty] | qht,ve | kWh/(m²a) | 27.4817 | [8 empty] | qht,ve | kWh/(m²a) | 30.391 | [8 empty] | qht,ve | kWh/(m²a) | 30.1677 | [8 empty] | qht,ve | kWh/(m²a) | 30.2788 | [8 empty] | qht,ve | kWh/(m²a) | 29.5453 | [8 empty] | qht,ve | kWh/(m²a) | 29.4342 | [8 empty] | qht,ve | kWh/(m²a) | 29.322 | [8 empty] | qht,ve | kWh/(m²a) | 34.5698 | [8 empty] | qht,ve | kWh/(m²a) | 33.7142 | [8 empty] | qht,ve | kWh/(m²a) | 33.5832 | [8 empty] | qht,ve | kWh/(m²a) | 31.0193 | [8 empty] | qht,ve | kWh/(m²a) | 34.9317 | [8 empty] | qht,ve | kWh/(m²a) | 34.6754 | [8 empty] | qht,ve | kWh/(m²a) | 34.6814 | [8 empty] | qht,ve | kWh/(m²a) | 34.3416 | [8 empty] | qht,ve | kWh/(m²a) | 34.3356 | [8 empty] | qht,ve | kWh/(m²a) | 34.075 | [8 empty] | qht,ve | kWh/(m²a) | 33.4536
| Energyware for space heating |  | share | expenditure factor | delivered energy | CHP: expenditure factor electricity | electricity production | [5 empty] | Energyware for space heating |  | share | expenditure factor | delivered energy | CHP: expenditure factor electricity | electricity production |  |  |  |  | Energyware for space heating |  | share | expenditure factor | delivered energy | CHP: expenditure factor electricity | electricity production |  |  |  |  | Energyware for space heating |  | share | expenditure factor | delivered energy | CHP: expenditure factor electricity | electricity production |  |  |  |  | Energyware for space heating |  | share | expenditure factor | delivered energy | CHP: expenditure factor electricity | electricity production |  |  |  |  | Energyware for space heating |  | share | expenditure factor | delivered energy | CHP: expenditure factor electricity | electricity production |  |  |  |  | Energyware for space heating |  | share | expenditure factor | delivered energy | CHP: expenditure factor electricity | electricity production |  |  |  |  | Energyware for space heating |  | share | expenditure factor | delivered energy | CHP: expenditure factor electricity | electricity production |  |  |  |  | Energyware for space heating |  | share | expenditure factor | delivered energy | CHP: expenditure factor electricity | electricity production |  |  |  |  | Energyware for space heating |  | share | expenditure factor | delivered energy | CHP: expenditure factor electricity | electricity production |  |  |  |  | Energyware for space heating |  | share | expenditure factor | delivered energy | CHP: expenditure factor electricity | electricity production |  |  |  |  | Energyware for space heating |  | share | expenditure factor | delivered energy | CHP: expenditure factor electricity | electricity production |  |  |  |  | Energyware for space heating |  | share | expenditure factor | delivered energy | CHP: expenditure factor electricity | electricity production |  |  |  |  | Energyware for space heating |  | share | expenditure factor | delivered energy | CHP: expenditure factor electricity | electricity production |  |  |  |  | Energyware for space heating |  | share | expenditure factor | delivered energy | CHP: expenditure factor electricity | electricity production |  |  |  |  | Energyware for space heating |  | share | expenditure factor | delivered energy | CHP: expenditure factor electricity | electricity production |  |  |  |  | Energyware for space heating |  | share | expenditure factor | delivered energy | CHP: expenditure factor electricity | electricity production |  |  |  |  | Energyware for space heating |  | share | expenditure factor | delivered energy | CHP: expenditure factor electricity | electricity production |  |  |  |  | Energyware for space heating |  | share | expenditure factor | delivered energy | CHP: expenditure factor electricity | electricity production
|  |  | and,h,i | eg,h,i | qdel,h,i | eg,el,h,i | qprod,el,h,i | [7 empty] | and,h,i | eg,h,i | qdel,h,i | eg,el,h,i | qprod,el,h,i | [6 empty] | and,h,i | eg,h,i | qdel,h,i | eg,el,h,i | qprod,el,h,i | [6 empty] | and,h,i | eg,h,i | qdel,h,i | eg,el,h,i | qprod,el,h,i | [6 empty] | and,h,i | eg,h,i | qdel,h,i | eg,el,h,i | qprod,el,h,i | [6 empty] | and,h,i | eg,h,i | qdel,h,i | eg,el,h,i | qprod,el,h,i | [6 empty] | and,h,i | eg,h,i | qdel,h,i | eg,el,h,i | qprod,el,h,i | [6 empty] | and,h,i | eg,h,i | qdel,h,i | eg,el,h,i | qprod,el,h,i | [6 empty] | and,h,i | eg,h,i | qdel,h,i | eg,el,h,i | qprod,el,h,i | [6 empty] | and,h,i | eg,h,i | qdel,h,i | eg,el,h,i | qprod,el,h,i | [6 empty] | and,h,i | eg,h,i | qdel,h,i | eg,el,h,i | qprod,el,h,i | [6 empty] | and,h,i | eg,h,i | qdel,h,i | eg,el,h,i | qprod,el,h,i | [6 empty] | and,h,i | eg,h,i | qdel,h,i | eg,el,h,i | qprod,el,h,i | [6 empty] | and,h,i | eg,h,i | qdel,h,i | eg,el,h,i | qprod,el,h,i | [6 empty] | and,h,i | eg,h,i | qdel,h,i | eg,el,h,i | qprod,el,h,i | [6 empty] | and,h,i | eg,h,i | qdel,h,i | eg,el,h,i | qprod,el,h,i | [6 empty] | and,h,i | eg,h,i | qdel,h,i | eg,el,h,i | qprod,el,h,i | [6 empty] | and,h,i | eg,h,i | qdel,h,i | eg,el,h,i | qprod,el,h,i | [6 empty] | and,h,i | eg,h,i | qdel,h,i | eg,el,h,i | qprod,el,h,i
1 | Gas heat generator |  | 100% | 1.05 | 232.8459 | 0 | 0 |  |  |  |  | 1 | Heat pump air source |  | 100% | 0.45 | 16.2087 | 0 | 0 |  |  |  | 1 | Gas heat generator |  | 100% | 1.05 | 123.13 | 0 | 0 |  |  |  | 1 | Gas heat generator |  | 100% | 1.05 | 134.0364 | 0 | 0 |  |  |  | 1 | Gas heat generator |  | 100% | 1.05 | 128.6332 | 0 | 0 |  |  |  | 1 | Gas heat generator |  | 100% | 1.05 | 163.4933 | 0 | 0 |  |  |  | 1 | Gas heat generator |  | 100% | 1.05 | 168.6075 | 0 | 0 |  |  |  | 1 | Gas heat generator |  | 100% | 1.05 | 173.7299 | 0 | 0 |  |  |  | 1 | Gas heat generator |  | 100% | 1.05 | 164.6803 | 0 | 0 |  |  |  | 1 | Gas heat generator |  | 100% | 1.05 | 197.7269 | 0 | 0 |  |  |  | 1 | Gas heat generator |  | 100% | 1.05 | 202.6158 | 0 | 0 |  |  |  | 1 | Gas heat generator |  | 100% | 1.05 | 91.5118 | 0 | 0 |  |  |  | 1 | Gas heat generator |  | 100% | 1.05 | 150.132 | 0 | 0 |  |  |  | 1 | Gas heat generator |  | 100% | 1.05 | 160.4713 | 0 | 0 |  |  |  | 1 | Gas heat generator |  | 100% | 1.05 | 160.233 | 0 | 0 |  |  |  | 1 | Gas heat generator |  | 100% | 1.05 | 173.6827 | 0 | 0 |  |  |  | 1 | Gas heat generator |  | 100% | 1.05 | 173.9157 | 0 | 0 |  |  |  | 1 | Gas heat generator |  | 100% | 1.05 | 184.0238 | 0 | 0 |  |  |  | 1 | Gas heat generator |  | 100% | 1.05 | 207.4108 | 0 | 0
2 |  |  | 0 | [8 empty] | 2 |  |  | 0 | [7 empty] | 2 |  |  | 0 | [7 empty] | 2 |  |  | 0 | [7 empty] | 2 |  |  | 0 | [7 empty] | 2 |  |  | 0 | [7 empty] | 2 |  |  | 0 | [7 empty] | 2 |  |  | 0 | [7 empty] | 2 |  |  | 0 | [7 empty] | 2 |  |  | 0 | [7 empty] | 2 |  |  | 0 | [7 empty] | 2 |  |  | 0 | [7 empty] | 2 |  |  | 0 | [7 empty] | 2 |  |  | 0 | [7 empty] | 2 |  |  | 0 | [7 empty] | 2 |  |  | 0 | [7 empty] | 2 |  |  | 0 | [7 empty] | 2 |  |  | 0 | [7 empty] | 2 |  |  | 0
3 | [11 empty] | 3 | [10 empty] | 3 | [10 empty] | 3 | [10 empty] | 3 | [10 empty] | 3 | [10 empty] | 3 | [10 empty] | 3 | [10 empty] | 3 | [10 empty] | 3 | [10 empty] | 3 | [10 empty] | 3 | [10 empty] | 3 | [10 empty] | 3 | [10 empty] | 3 | [10 empty] | 3 | [10 empty] | 3 | [10 empty] | 3 | [10 empty] | 3
| Auxiliary energy (El) |  |  |  | 6.3 | [7 empty] | Auxiliary energy (El) |  |  |  | 7 | [6 empty] | Auxiliary energy (El) |  |  |  | 5.2 | [6 empty] | Auxiliary energy (El) |  |  |  | 5.2 | [6 empty] | Auxiliary energy (El) |  |  |  | 5.2 | [6 empty] | Auxiliary energy (El) |  |  |  | 5.2 | [6 empty] | Auxiliary energy (El) |  |  |  | 5.2 | [6 empty] | Auxiliary energy (El) |  |  |  | 5.2 | [6 empty] | Auxiliary energy (El) |  |  |  | 5.2 | [6 empty] | Auxiliary energy (El) |  |  |  | 5.2 | [6 empty] | Auxiliary energy (El) |  |  |  | 5.2 | [6 empty] | Auxiliary energy (El) |  |  |  | 5.2 | [6 empty] | Auxiliary energy (El) |  |  |  | 5.2 | [6 empty] | Auxiliary energy (El) |  |  |  | 5.2 | [6 empty] | Auxiliary energy (El) |  |  |  | 5.2 | [6 empty] | Auxiliary energy (El) |  |  |  | 5.2 | [6 empty] | Auxiliary energy (El) |  |  |  | 5.2 | [6 empty] | Auxiliary energy (El) |  |  |  | 5.2 | [6 empty] | Auxiliary energy (El) |  |  |  | 5.2
| Heating |  |  |  | 2.8 | [7 empty] | Heating |  |  |  | 2.8 | [6 empty] | Heating |  |  |  | 2.8 | [6 empty] | Heating |  |  |  | 2.8 | [6 empty] | Heating |  |  |  | 2.8 | [6 empty] | Heating |  |  |  | 2.8 | [6 empty] | Heating |  |  |  | 2.8 | [6 empty] | Heating |  |  |  | 2.8 | [6 empty] | Heating |  |  |  | 2.8 | [6 empty] | Heating |  |  |  | 2.8 | [6 empty] | Heating |  |  |  | 2.8 | [6 empty] | Heating |  |  |  | 2.8 | [6 empty] | Heating |  |  |  | 2.8 | [6 empty] | Heating |  |  |  | 2.8 | [6 empty] | Heating |  |  |  | 2.8 | [6 empty] | Heating |  |  |  | 2.8 | [6 empty] | Heating |  |  |  | 2.8 | [6 empty] | Heating |  |  |  | 2.8 | [6 empty] | Heating |  |  |  | 2.8
| Ventilation |  |  |  | 3.5 | [7 empty] | Ventilation |  |  |  | 4.2 | [6 empty] | Ventilation |  |  |  | 2.4 | [6 empty] | Ventilation |  |  |  | 2.4 | [6 empty] | Ventilation |  |  |  | 2.4 | [6 empty] | Ventilation |  |  |  | 2.4 | [6 empty] | Ventilation |  |  |  | 2.4 | [6 empty] | Ventilation |  |  |  | 2.4 | [6 empty] | Ventilation |  |  |  | 2.4 | [6 empty] | Ventilation |  |  |  | 2.4 | [6 empty] | Ventilation |  |  |  | 2.4 | [6 empty] | Ventilation |  |  |  | 2.4 | [6 empty] | Ventilation |  |  |  | 2.4 | [6 empty] | Ventilation |  |  |  | 2.4 | [6 empty] | Ventilation |  |  |  | 2.4 | [6 empty] | Ventilation |  |  |  | 2.4 | [6 empty] | Ventilation |  |  |  | 2.4 | [6 empty] | Ventilation |  |  |  | 2.4 | [6 empty] | Ventilation |  |  |  | 2.4
| Domestic Hot Water System | [11 empty] | Domestic Hot Water System | [10 empty] | Domestic Hot Water System | [10 empty] | Domestic Hot Water System | [10 empty] | Domestic Hot Water System | [10 empty] | Domestic Hot Water System | [10 empty] | Domestic Hot Water System | [10 empty] | Domestic Hot Water System | [10 empty] | Domestic Hot Water System | [10 empty] | Domestic Hot Water System | [10 empty] | Domestic Hot Water System | [10 empty] | Domestic Hot Water System | [10 empty] | Domestic Hot Water System | [10 empty] | Domestic Hot Water System | [10 empty] | Domestic Hot Water System | [10 empty] | Domestic Hot Water System | [10 empty] | Domestic Hot Water System | [10 empty] | Domestic Hot Water System | [10 empty] | Domestic Hot Water System
| energy need space heating | + losses distribution and heat emission | + losses storage |  |  | heat generator output | [6 empty] | energy need space heating | + losses distribution and heat emission | + losses storage |  |  | heat generator output | [5 empty] | energy need space heating | + losses distribution and heat emission | + losses storage |  |  | heat generator output | [5 empty] | energy need space heating | + losses distribution and heat emission | + losses storage |  |  | heat generator output | [5 empty] | energy need space heating | + losses distribution and heat emission | + losses storage |  |  | heat generator output | [5 empty] | energy need space heating | + losses distribution and heat emission | + losses storage |  |  | heat generator output | [5 empty] | energy need space heating | + losses distribution and heat emission | + losses storage |  |  | heat generator output | [5 empty] | energy need space heating | + losses distribution and heat emission | + losses storage |  |  | heat generator output | [5 empty] | energy need space heating | + losses distribution and heat emission | + losses storage |  |  | heat generator output | [5 empty] | energy need space heating | + losses distribution and heat emission | + losses storage |  |  | heat generator output | [5 empty] | energy need space heating | + losses distribution and heat emission | + losses storage |  |  | heat generator output | [5 empty] | energy need space heating | + losses distribution and heat emission | + losses storage |  |  | heat generator output | [5 empty] | energy need space heating | + losses distribution and heat emission | + losses storage |  |  | heat generator output | [5 empty] | energy need space heating | + losses distribution and heat emission | + losses storage |  |  | heat generator output | [5 empty] | energy need space heating | + losses distribution and heat emission | + losses storage |  |  | heat generator output | [5 empty] | energy need space heating | + losses distribution and heat emission | + losses storage |  |  | heat generator output | [5 empty] | energy need space heating | + losses distribution and heat emission | + losses storage |  |  | heat generator output | [5 empty] | energy need space heating | + losses distribution and heat emission | + losses storage |  |  | heat generator output | [5 empty] | energy need space heating | + losses distribution and heat emission | + losses storage |  |  | heat generator output
[6 empty] | qg,h,out = qnd,h - qw,h - qve,h,rec + qd,h + qs,h | [11 empty] | qg,h,out = qnd,h - qw,h - qve,h,rec + qd,h + qs,h | [10 empty] | qg,h,out = qnd,h - qw,h - qve,h,rec + qd,h + qs,h | [10 empty] | qg,h,out = qnd,h - qw,h - qve,h,rec + qd,h + qs,h | [10 empty] | qg,h,out = qnd,h - qw,h - qve,h,rec + qd,h + qs,h | [10 empty] | qg,h,out = qnd,h - qw,h - qve,h,rec + qd,h + qs,h | [10 empty] | qg,h,out = qnd,h - qw,h - qve,h,rec + qd,h + qs,h | [10 empty] | qg,h,out = qnd,h - qw,h - qve,h,rec + qd,h + qs,h | [10 empty] | qg,h,out = qnd,h - qw,h - qve,h,rec + qd,h + qs,h | [10 empty] | qg,h,out = qnd,h - qw,h - qve,h,rec + qd,h + qs,h | [10 empty] | qg,h,out = qnd,h - qw,h - qve,h,rec + qd,h + qs,h | [10 empty] | qg,h,out = qnd,h - qw,h - qve,h,rec + qd,h + qs,h | [10 empty] | qg,h,out = qnd,h - qw,h - qve,h,rec + qd,h + qs,h | [10 empty] | qg,h,out = qnd,h - qw,h - qve,h,rec + qd,h + qs,h | [10 empty] | qg,h,out = qnd,h - qw,h - qve,h,rec + qd,h + qs,h | [10 empty] | qg,h,out = qnd,h - qw,h - qve,h,rec + qd,h + qs,h | [10 empty] | qg,h,out = qnd,h - qw,h - qve,h,rec + qd,h + qs,h | [10 empty] | qg,h,out = qnd,h - qw,h - qve,h,rec + qd,h + qs,h | [10 empty] | qg,h,out = qnd,h - qw,h - qve,h,rec + qd,h + qs,h
| 10 | 4.4 | 0 |  |  | 14.4 | [6 empty] | 10 | 4.4 | 0 |  |  | 14.4 | [5 empty] | 10 | 4.4 | 0 |  |  | 14.4 | [5 empty] | 10 | 4.4 | 0 |  |  | 14.4 | [5 empty] | 10 | 4.4 | 0 |  |  | 14.4 | [5 empty] | 10 | 4.4 | 0 |  |  | 14.4 | [5 empty] | 10 | 4.4 | 0 |  |  | 14.4 | [5 empty] | 10 | 4.4 | 0 |  |  | 14.4 | [5 empty] | 10 | 4.4 | 0 |  |  | 14.4 | [5 empty] | 10 | 4.4 | 0 |  |  | 14.4 | [5 empty] | 10 | 4.4 | 0 |  |  | 14.4 | [5 empty] | 10 | 4.4 | 0 |  |  | 14.4 | [5 empty] | 10 | 4.4 | 0 |  |  | 14.4 | [5 empty] | 10 | 4.4 | 0 |  |  | 14.4 | [5 empty] | 10 | 4.4 | 0 |  |  | 14.4 | [5 empty] | 10 | 4.4 | 0 |  |  | 14.4 | [5 empty] | 10 | 4.4 | 0 |  |  | 14.4 | [5 empty] | 10 | 4.4 | 0 |  |  | 14.4 | [5 empty] | 10 | 4.4 | 0 |  |  | 14.4
| Energyware for DHW |  | share | expenditure factor | delivered energy | CHP: expenditure factor electricity | electricity production | [5 empty] | Energyware for DHW |  | share | expenditure factor | delivered energy | CHP: expenditure factor electricity | electricity production |  |  |  |  | Energyware for DHW |  | share | expenditure factor | delivered energy | CHP: expenditure factor electricity | electricity production |  |  |  |  | Energyware for DHW |  | share | expenditure factor | delivered energy | CHP: expenditure factor electricity | electricity production |  |  |  |  | Energyware for DHW |  | share | expenditure factor | delivered energy | CHP: expenditure factor electricity | electricity production |  |  |  |  | Energyware for DHW |  | share | expenditure factor | delivered energy | CHP: expenditure factor electricity | electricity production |  |  |  |  | Energyware for DHW |  | share | expenditure factor | delivered energy | CHP: expenditure factor electricity | electricity production |  |  |  |  | Energyware for DHW |  | share | expenditure factor | delivered energy | CHP: expenditure factor electricity | electricity production |  |  |  |  | Energyware for DHW |  | share | expenditure factor | delivered energy | CHP: expenditure factor electricity | electricity production |  |  |  |  | Energyware for DHW |  | share | expenditure factor | delivered energy | CHP: expenditure factor electricity | electricity production |  |  |  |  | Energyware for DHW |  | share | expenditure factor | delivered energy | CHP: expenditure factor electricity | electricity production |  |  |  |  | Energyware for DHW |  | share | expenditure factor | delivered energy | CHP: expenditure factor electricity | electricity production |  |  |  |  | Energyware for DHW |  | share | expenditure factor | delivered energy | CHP: expenditure factor electricity | electricity production |  |  |  |  | Energyware for DHW |  | share | expenditure factor | delivered energy | CHP: expenditure factor electricity | electricity production |  |  |  |  | Energyware for DHW |  | share | expenditure factor | delivered energy | CHP: expenditure factor electricity | electricity production |  |  |  |  | Energyware for DHW |  | share | expenditure factor | delivered energy | CHP: expenditure factor electricity | electricity production |  |  |  |  | Energyware for DHW |  | share | expenditure factor | delivered energy | CHP: expenditure factor electricity | electricity production |  |  |  |  | Energyware for DHW |  | share | expenditure factor | delivered energy | CHP: expenditure factor electricity | electricity production |  |  |  |  | Energyware for DHW |  | share | expenditure factor | delivered energy | CHP: expenditure factor electricity | electricity production
|  |  | and,h,i | eg,h,i | qdel,h,i | eg,el,h,i | qprod,el,h,i | [7 empty] | and,h,i | eg,h,i | qdel,h,i | eg,el,h,i | qprod,el,h,i | [6 empty] | and,h,i | eg,h,i | qdel,h,i | eg,el,h,i | qprod,el,h,i | [6 empty] | and,h,i | eg,h,i | qdel,h,i | eg,el,h,i | qprod,el,h,i | [6 empty] | and,h,i | eg,h,i | qdel,h,i | eg,el,h,i | qprod,el,h,i | [6 empty] | and,h,i | eg,h,i | qdel,h,i | eg,el,h,i | qprod,el,h,i | [6 empty] | and,h,i | eg,h,i | qdel,h,i | eg,el,h,i | qprod,el,h,i | [6 empty] | and,h,i | eg,h,i | qdel,h,i | eg,el,h,i | qprod,el,h,i | [6 empty] | and,h,i | eg,h,i | qdel,h,i | eg,el,h,i | qprod,el,h,i | [6 empty] | and,h,i | eg,h,i | qdel,h,i | eg,el,h,i | qprod,el,h,i | [6 empty] | and,h,i | eg,h,i | qdel,h,i | eg,el,h,i | qprod,el,h,i | [6 empty] | and,h,i | eg,h,i | qdel,h,i | eg,el,h,i | qprod,el,h,i | [6 empty] | and,h,i | eg,h,i | qdel,h,i | eg,el,h,i | qprod,el,h,i | [6 empty] | and,h,i | eg,h,i | qdel,h,i | eg,el,h,i | qprod,el,h,i | [6 empty] | and,h,i | eg,h,i | qdel,h,i | eg,el,h,i | qprod,el,h,i | [6 empty] | and,h,i | eg,h,i | qdel,h,i | eg,el,h,i | qprod,el,h,i | [6 empty] | and,h,i | eg,h,i | qdel,h,i | eg,el,h,i | qprod,el,h,i | [6 empty] | and,h,i | eg,h,i | qdel,h,i | eg,el,h,i | qprod,el,h,i | [6 empty] | and,h,i | eg,h,i | qdel,h,i | eg,el,h,i | qprod,el,h,i
1 | Gas heat generator |  | 100% | 1.11 | 15.984 | 0 | 0 |  |  |  |  | 1 | El PV |  | 100% | 1.11 | 15.984 | 0 | 0 |  |  |  | 1 | Gas heat generator |  | 100% | 1.11 | 15.984 | 0 | 0 |  |  |  | 1 | Gas heat generator |  | 100% | 1.11 | 15.984 | 0 | 0 |  |  |  | 1 | Gas heat generator |  | 100% | 1.11 | 15.984 | 0 | 0 |  |  |  | 1 | Gas heat generator |  | 100% | 1.11 | 15.984 | 0 | 0 |  |  |  | 1 | Gas heat generator |  | 100% | 1.11 | 15.984 | 0 | 0 |  |  |  | 1 | Gas heat generator |  | 100% | 1.11 | 15.984 | 0 | 0 |  |  |  | 1 | Gas heat generator |  | 100% | 1.11 | 15.984 | 0 | 0 |  |  |  | 1 | Gas heat generator |  | 100% | 1.11 | 15.984 | 0 | 0 |  |  |  | 1 | Gas heat generator |  | 100% | 1.11 | 15.984 | 0 | 0 |  |  |  | 1 | Gas heat generator |  | 100% | 1.11 | 15.984 | 0 | 0 |  |  |  | 1 | Gas heat generator |  | 100% | 1.11 | 15.984 | 0 | 0 |  |  |  | 1 | Gas heat generator |  | 100% | 1.11 | 15.984 | 0 | 0 |  |  |  | 1 | Gas heat generator |  | 100% | 1.11 | 15.984 | 0 | 0 |  |  |  | 1 | Gas heat generator |  | 100% | 1.11 | 15.984 | 0 | 0 |  |  |  | 1 | Gas heat generator |  | 100% | 1.11 | 15.984 | 0 | 0 |  |  |  | 1 | Gas heat generator |  | 100% | 1.11 | 15.984 | 0 | 0 |  |  |  | 1 | Gas heat generator |  | 100% | 1.11 | 15.984 | 0 | 0
2 |  |  | 0 | [8 empty] | 2 |  |  | 0 | [7 empty] | 2 |  |  | 0 | [7 empty] | 2 |  |  | 0 | [7 empty] | 2 |  |  | 0 | [7 empty] | 2 |  |  | 0 | [7 empty] | 2 |  |  | 0 | [7 empty] | 2 |  |  | 0 | [7 empty] | 2 |  |  | 0 | [7 empty] | 2 |  |  | 0 | [7 empty] | 2 |  |  | 0 | [7 empty] | 2 |  |  | 0 | [7 empty] | 2 |  |  | 0 | [7 empty] | 2 |  |  | 0 | [7 empty] | 2 |  |  | 0 | [7 empty] | 2 |  |  | 0 | [7 empty] | 2 |  |  | 0 | [7 empty] | 2 |  |  | 0 | [7 empty] | 2 |  |  | 0
3 | [11 empty] | 3 | [10 empty] | 3 | [10 empty] | 3 | [10 empty] | 3 | [10 empty] | 3 | [10 empty] | 3 | [10 empty] | 3 | [10 empty] | 3 | [10 empty] | 3 | [10 empty] | 3 | [10 empty] | 3 | [10 empty] | 3 | [10 empty] | 3 | [10 empty] | 3 | [10 empty] | 3 | [10 empty] | 3 | [10 empty] | 3 | [10 empty] | 3
| Auxiliary energy (energy consumed by fans, pumps and controls) |  |  |  | 0 | [7 empty] | Auxiliary energy |  |  |  | 0 | [6 empty] | Auxiliary energy (energy consumed by fans, pumps and controls) |  |  |  | 0 | [6 empty] | Auxiliary energy (energy consumed by fans, pumps and controls) |  |  |  | 0 | [6 empty] | Auxiliary energy (energy consumed by fans, pumps and controls) |  |  |  | 0 | [6 empty] | Auxiliary energy (energy consumed by fans, pumps and controls) |  |  |  | 0 | [6 empty] | Auxiliary energy (energy consumed by fans, pumps and controls) |  |  |  | 0 | [6 empty] | Auxiliary energy (energy consumed by fans, pumps and controls) |  |  |  | 0 | [6 empty] | Auxiliary energy (energy consumed by fans, pumps and controls) |  |  |  | 0 | [6 empty] | Auxiliary energy (energy consumed by fans, pumps and controls) |  |  |  | 0 | [6 empty] | Auxiliary energy (energy consumed by fans, pumps and controls) |  |  |  | 0 | [6 empty] | Auxiliary energy (energy consumed by fans, pumps and controls) |  |  |  | 0 | [6 empty] | Auxiliary energy (energy consumed by fans, pumps and controls) |  |  |  | 0 | [6 empty] | Auxiliary energy (energy consumed by fans, pumps and controls) |  |  |  | 0 | [6 empty] | Auxiliary energy (energy consumed by fans, pumps and controls) |  |  |  | 0 | [6 empty] | Auxiliary energy (energy consumed by fans, pumps and controls) |  |  |  | 0 | [6 empty] | Auxiliary energy (energy consumed by fans, pumps and controls) |  |  |  | 0 | [6 empty] | Auxiliary energy (energy consumed by fans, pumps and controls) |  |  |  | 0 | [6 empty] | Auxiliary energy (energy consumed by fans, pumps and controls) |  |  |  | 0
| Energy Carrier Assessment | [11 empty] | Energy Carrier Assessment | [10 empty] | Energy Carrier Assessment | [10 empty] | Energy Carrier Assessment | [10 empty] | Energy Carrier Assessment | [10 empty] | Energy Carrier Assessment | [10 empty] | Energy Carrier Assessment | [10 empty] | Energy Carrier Assessment | [10 empty] | Energy Carrier Assessment | [10 empty] | Energy Carrier Assessment | [10 empty] | Energy Carrier Assessment | [10 empty] | Energy Carrier Assessment | [10 empty] | Energy Carrier Assessment | [10 empty] | Energy Carrier Assessment | [10 empty] | Energy Carrier Assessment | [10 empty] | Energy Carrier Assessment | [10 empty] | Energy Carrier Assessment | [10 empty] | Energy Carrier Assessment | [10 empty] | Energy Carrier Assessment
| Heating (+Ventilation system) |  | delivered energy | total primary energy |  | carbon dioxide emissions | [6 empty] | Heating (+Ventilation system) |  | delivered energy | total primary energy |  | carbon dioxide emissions | [5 empty] | Heating (+Ventilation system) |  | delivered energy | total primary energy |  | carbon dioxide emissions | [5 empty] | Heating (+Ventilation system) |  | delivered energy | total primary energy |  | carbon dioxide emissions | [5 empty] | Heating (+Ventilation system) |  | delivered energy | total primary energy |  | carbon dioxide emissions | [5 empty] | Heating (+Ventilation system) |  | delivered energy | total primary energy |  | carbon dioxide emissions | [5 empty] | Heating (+Ventilation system) |  | delivered energy | total primary energy |  | carbon dioxide emissions | [5 empty] | Heating (+Ventilation system) |  | delivered energy | total primary energy |  | carbon dioxide emissions | [5 empty] | Heating (+Ventilation system) |  | delivered energy | total primary energy |  | carbon dioxide emissions | [5 empty] | Heating (+Ventilation system) |  | delivered energy | total primary energy |  | carbon dioxide emissions | [5 empty] | Heating (+Ventilation system) |  | delivered energy | total primary energy |  | carbon dioxide emissions | [5 empty] | Heating (+Ventilation system) |  | delivered energy | total primary energy |  | carbon dioxide emissions | [5 empty] | Heating (+Ventilation system) |  | delivered energy | total primary energy |  | carbon dioxide emissions | [5 empty] | Heating (+Ventilation system) |  | delivered energy | total primary energy |  | carbon dioxide emissions | [5 empty] | Heating (+Ventilation system) |  | delivered energy | total primary energy |  | carbon dioxide emissions | [5 empty] | Heating (+Ventilation system) |  | delivered energy | total primary energy |  | carbon dioxide emissions | [5 empty] | Heating (+Ventilation system) |  | delivered energy | total primary energy |  | carbon dioxide emissions | [5 empty] | Heating (+Ventilation system) |  | delivered energy | total primary energy |  | carbon dioxide emissions | [5 empty] | Heating (+Ventilation system) |  | delivered energy | total primary energy |  | carbon dioxide emissions
|  |  | qdel,i | fp,total,i | qp,total,i = qdel,i fp,total,i | fCO2,i | mCO2,i = qdel,i fCO2,i | [7 empty] | qdel,i | fp,total,i | qp,total,i = qdel,i fp,total,i | fCO2,i | mCO2,i = qdel,i fCO2,i | [6 empty] | qdel,i | fp,total,i | qp,total,i = qdel,i fp,total,i | fCO2,i | mCO2,i = qdel,i fCO2,i | [6 empty] | qdel,i | fp,total,i | qp,total,i = qdel,i fp,total,i | fCO2,i | mCO2,i = qdel,i fCO2,i | [6 empty] | qdel,i | fp,total,i | qp,total,i = qdel,i fp,total,i | fCO2,i | mCO2,i = qdel,i fCO2,i | [6 empty] | qdel,i | fp,total,i | qp,total,i = qdel,i fp,total,i | fCO2,i | mCO2,i = qdel,i fCO2,i | [6 empty] | qdel,i | fp,total,i | qp,total,i = qdel,i fp,total,i | fCO2,i | mCO2,i = qdel,i fCO2,i | [6 empty] | qdel,i | fp,total,i | qp,total,i = qdel,i fp,total,i | fCO2,i | mCO2,i = qdel,i fCO2,i | [6 empty] | qdel,i | fp,total,i | qp,total,i = qdel,i fp,total,i | fCO2,i | mCO2,i = qdel,i fCO2,i | [6 empty] | qdel,i | fp,total,i | qp,total,i = qdel,i fp,total,i | fCO2,i | mCO2,i = qdel,i fCO2,i | [6 empty] | qdel,i | fp,total,i | qp,total,i = qdel,i fp,total,i | fCO2,i | mCO2,i = qdel,i fCO2,i | [6 empty] | qdel,i | fp,total,i | qp,total,i = qdel,i fp,total,i | fCO2,i | mCO2,i = qdel,i fCO2,i | [6 empty] | qdel,i | fp,total,i | qp,total,i = qdel,i fp,total,i | fCO2,i | mCO2,i = qdel,i fCO2,i | [6 empty] | qdel,i | fp,total,i | qp,total,i = qdel,i fp,total,i | fCO2,i | mCO2,i = qdel,i fCO2,i | [6 empty] | qdel,i | fp,total,i | qp,total,i = qdel,i fp,total,i | fCO2,i | mCO2,i = qdel,i fCO2,i | [6 empty] | qdel,i | fp,total,i | qp,total,i = qdel,i fp,total,i | fCO2,i | mCO2,i = qdel,i fCO2,i | [6 empty] | qdel,i | fp,total,i | qp,total,i = qdel,i fp,total,i | fCO2,i | mCO2,i = qdel,i fCO2,i | [6 empty] | qdel,i | fp,total,i | qp,total,i = qdel,i fp,total,i | fCO2,i | mCO2,i = qdel,i fCO2,i | [6 empty] | qdel,i | fp,total,i | qp,total,i = qdel,i fp,total,i | fCO2,i | mCO2,i = qdel,i fCO2,i
|  |  | kWh/m2a |  | kWh/m2a | g/kWh | kg/m2a | [7 empty] | kWh/m2a |  | kWh/m2a | g/kWh | kg/m2a | [6 empty] | kWh/m2a |  | kWh/m2a | g/kWh | kg/m2a | [6 empty] | kWh/m2a |  | kWh/m2a | g/kWh | kg/m2a | [6 empty] | kWh/m2a |  | kWh/m2a | g/kWh | kg/m2a | [6 empty] | kWh/m2a |  | kWh/m2a | g/kWh | kg/m2a | [6 empty] | kWh/m2a |  | kWh/m2a | g/kWh | kg/m2a | [6 empty] | kWh/m2a |  | kWh/m2a | g/kWh | kg/m2a | [6 empty] | kWh/m2a |  | kWh/m2a | g/kWh | kg/m2a | [6 empty] | kWh/m2a |  | kWh/m2a | g/kWh | kg/m2a | [6 empty] | kWh/m2a |  | kWh/m2a | g/kWh | kg/m2a | [6 empty] | kWh/m2a |  | kWh/m2a | g/kWh | kg/m2a | [6 empty] | kWh/m2a |  | kWh/m2a | g/kWh | kg/m2a | [6 empty] | kWh/m2a |  | kWh/m2a | g/kWh | kg/m2a | [6 empty] | kWh/m2a |  | kWh/m2a | g/kWh | kg/m2a | [6 empty] | kWh/m2a |  | kWh/m2a | g/kWh | kg/m2a | [6 empty] | kWh/m2a |  | kWh/m2a | g/kWh | kg/m2a | [6 empty] | kWh/m2a |  | kWh/m2a | g/kWh | kg/m2a | [6 empty] | kWh/m2a |  | kWh/m2a | g/kWh | kg/m2a
| Gas |  | 232.8459 | 1.05 | 244.4882 | 277 | 64.4983 | [5 empty] | EL PV |  | 23.2087 | 2.5 | 58.0217 | 617 | 14.3198 |  |  |  |  | Gas |  | 123.13 | 1.05 | 129.2865 | 277 | 34.107 |  |  |  |  | Gas |  | 134.0364 | 1.05 | 140.7382 | 277 | 37.1281 |  |  |  |  | Gas |  | 128.6332 | 1.05 | 135.0648 | 277 | 35.6314 |  |  |  |  | Gas |  | 163.4933 | 1.05 | 171.668 | 277 | 45.2877 |  |  |  |  | Gas |  | 168.6075 | 1.05 | 177.0379 | 277 | 46.7043 |  |  |  |  | Gas |  | 173.7299 | 1.05 | 182.4164 | 277 | 48.1232 |  |  |  |  | Gas |  | 164.6803 | 1.05 | 172.9143 | 277 | 45.6164 |  |  |  |  | Gas |  | 197.7269 | 1.05 | 207.6132 | 277 | 54.7703 |  |  |  |  | Gas |  | 202.6158 | 1.05 | 212.7466 | 277 | 56.1246 |  |  |  |  | Gas |  | 91.5118 | 1.05 | 96.0874 | 277 | 25.3488 |  |  |  |  | Gas |  | 150.132 | 1.05 | 157.6386 | 277 | 41.5866 |  |  |  |  | Gas |  | 160.4713 | 1.05 | 168.4948 | 277 | 44.4505 |  |  |  |  | Gas |  | 160.233 | 1.05 | 168.2447 | 277 | 44.3845 |  |  |  |  | Gas |  | 173.6827 | 1.05 | 182.3668 | 277 | 48.1101 |  |  |  |  | Gas |  | 173.9157 | 1.05 | 182.6115 | 277 | 48.1746 |  |  |  |  | Gas |  | 184.0238 | 1.05 | 193.225 | 277 | 50.9746 |  |  |  |  | Gas |  | 207.4108 | 1.05 | 217.7814 | 277 | 57.4528
| Auxiliary electricity |  | 6.3 | 2.5 | 15.75 | 617 | 3.8871 | [16 empty] | Auxiliary electricity |  | 5.2 | 2.5 | 13 | 617 | 3.2084 |  |  |  |  | Auxiliary electricity |  | 5.2 | 2.5 | 13 | 617 | 3.2084 |  |  |  |  | Auxiliary electricity |  | 5.2 | 2.5 | 13 | 617 | 3.2084 |  |  |  |  | Auxiliary electricity |  | 5.2 | 2.5 | 13 | 617 | 3.2084 |  |  |  |  | Auxiliary electricity |  | 5.2 | 2.5 | 13 | 617 | 3.2084 |  |  |  |  | Auxiliary electricity |  | 5.2 | 2.5 | 13 | 617 | 3.2084 |  |  |  |  | Auxiliary electricity |  | 5.2 | 2.5 | 13 | 617 | 3.2084 |  |  |  |  | Auxiliary electricity |  | 5.2 | 2.5 | 13 | 617 | 3.2084 |  |  |  |  | Auxiliary electricity |  | 5.2 | 2.5 | 13 | 617 | 3.2084 |  |  |  |  | Auxiliary electricity |  | 5.2 | 2.5 | 13 | 617 | 3.2084 |  |  |  |  | Auxiliary electricity |  | 5.2 | 2.5 | 13 | 617 | 3.2084 |  |  |  |  | Auxiliary electricity |  | 5.2 | 2.5 | 13 | 617 | 3.2084 |  |  |  |  | Auxiliary electricity |  | 5.2 | 2.5 | 13 | 617 | 3.2084 |  |  |  |  | Auxiliary electricity |  | 5.2 | 2.5 | 13 | 617 | 3.2084 |  |  |  |  | Auxiliary electricity |  | 5.2 | 2.5 | 13 | 617 | 3.2084 |  |  |  |  | Auxiliary electricity |  | 5.2 | 2.5 | 13 | 617 | 3.2084 |  |  |  |  | Auxiliary electricity |  | 5.2 | 2.5 | 13 | 617 | 3.2084
| Domestic Hot Water |  | delivered energy | total primary energy |  | carbon dioxide emissions | [6 empty] | Domestic Hot Water |  | delivered energy | total primary energy |  | carbon dioxide emissions | [5 empty] | Domestic Hot Water |  | delivered energy | total primary energy |  | carbon dioxide emissions | [5 empty] | Domestic Hot Water |  | delivered energy | total primary energy |  | carbon dioxide emissions | [5 empty] | Domestic Hot Water |  | delivered energy | total primary energy |  | carbon dioxide emissions | [5 empty] | Domestic Hot Water |  | delivered energy | total primary energy |  | carbon dioxide emissions | [5 empty] | Domestic Hot Water |  | delivered energy | total primary energy |  | carbon dioxide emissions | [5 empty] | Domestic Hot Water |  | delivered energy | total primary energy |  | carbon dioxide emissions | [5 empty] | Domestic Hot Water |  | delivered energy | total primary energy |  | carbon dioxide emissions | [5 empty] | Domestic Hot Water |  | delivered energy | total primary energy |  | carbon dioxide emissions | [5 empty] | Domestic Hot Water |  | delivered energy | total primary energy |  | carbon dioxide emissions | [5 empty] | Domestic Hot Water |  | delivered energy | total primary energy |  | carbon dioxide emissions | [5 empty] | Domestic Hot Water |  | delivered energy | total primary energy |  | carbon dioxide emissions | [5 empty] | Domestic Hot Water |  | delivered energy | total primary energy |  | carbon dioxide emissions | [5 empty] | Domestic Hot Water |  | delivered energy | total primary energy |  | carbon dioxide emissions | [5 empty] | Domestic Hot Water |  | delivered energy | total primary energy |  | carbon dioxide emissions | [5 empty] | Domestic Hot Water |  | delivered energy | total primary energy |  | carbon dioxide emissions | [5 empty] | Domestic Hot Water |  | delivered energy | total primary energy |  | carbon dioxide emissions | [5 empty] | Domestic Hot Water |  | delivered energy | total primary energy |  | carbon dioxide emissions
|  |  | qdel,i | fp,total,i | qp,total,i = qdel,i fp,total,i | fCO2,i | mCO2,i = qdel,i fCO2,i | [7 empty] | qdel,i | fp,total,i | qp,total,i = qdel,i fp,total,i | fCO2,i | mCO2,i = qdel,i fCO2,i | [6 empty] | qdel,i | fp,total,i | qp,total,i = qdel,i fp,total,i | fCO2,i | mCO2,i = qdel,i fCO2,i | [6 empty] | qdel,i | fp,total,i | qp,total,i = qdel,i fp,total,i | fCO2,i | mCO2,i = qdel,i fCO2,i | [6 empty] | qdel,i | fp,total,i | qp,total,i = qdel,i fp,total,i | fCO2,i | mCO2,i = qdel,i fCO2,i | [6 empty] | qdel,i | fp,total,i | qp,total,i = qdel,i fp,total,i | fCO2,i | mCO2,i = qdel,i fCO2,i | [6 empty] | qdel,i | fp,total,i | qp,total,i = qdel,i fp,total,i | fCO2,i | mCO2,i = qdel,i fCO2,i | [6 empty] | qdel,i | fp,total,i | qp,total,i = qdel,i fp,total,i | fCO2,i | mCO2,i = qdel,i fCO2,i | [6 empty] | qdel,i | fp,total,i | qp,total,i = qdel,i fp,total,i | fCO2,i | mCO2,i = qdel,i fCO2,i | [6 empty] | qdel,i | fp,total,i | qp,total,i = qdel,i fp,total,i | fCO2,i | mCO2,i = qdel,i fCO2,i | [6 empty] | qdel,i | fp,total,i | qp,total,i = qdel,i fp,total,i | fCO2,i | mCO2,i = qdel,i fCO2,i | [6 empty] | qdel,i | fp,total,i | qp,total,i = qdel,i fp,total,i | fCO2,i | mCO2,i = qdel,i fCO2,i | [6 empty] | qdel,i | fp,total,i | qp,total,i = qdel,i fp,total,i | fCO2,i | mCO2,i = qdel,i fCO2,i | [6 empty] | qdel,i | fp,total,i | qp,total,i = qdel,i fp,total,i | fCO2,i | mCO2,i = qdel,i fCO2,i | [6 empty] | qdel,i | fp,total,i | qp,total,i = qdel,i fp,total,i | fCO2,i | mCO2,i = qdel,i fCO2,i | [6 empty] | qdel,i | fp,total,i | qp,total,i = qdel,i fp,total,i | fCO2,i | mCO2,i = qdel,i fCO2,i | [6 empty] | qdel,i | fp,total,i | qp,total,i = qdel,i fp,total,i | fCO2,i | mCO2,i = qdel,i fCO2,i | [6 empty] | qdel,i | fp,total,i | qp,total,i = qdel,i fp,total,i | fCO2,i | mCO2,i = qdel,i fCO2,i | [6 empty] | qdel,i | fp,total,i | qp,total,i = qdel,i fp,total,i | fCO2,i | mCO2,i = qdel,i fCO2,i
|  |  | kWh/m2a |  | kWh/m2a | g/kWh | kg/m2a | [7 empty] | kWh/m2a |  | kWh/m2a | g/kWh | kg/m2a | [6 empty] | kWh/m2a |  | kWh/m2a | g/kWh | kg/m2a | [6 empty] | kWh/m2a |  | kWh/m2a | g/kWh | kg/m2a | [6 empty] | kWh/m2a |  | kWh/m2a | g/kWh | kg/m2a | [6 empty] | kWh/m2a |  | kWh/m2a | g/kWh | kg/m2a | [6 empty] | kWh/m2a |  | kWh/m2a | g/kWh | kg/m2a | [6 empty] | kWh/m2a |  | kWh/m2a | g/kWh | kg/m2a | [6 empty] | kWh/m2a |  | kWh/m2a | g/kWh | kg/m2a | [6 empty] | kWh/m2a |  | kWh/m2a | g/kWh | kg/m2a | [6 empty] | kWh/m2a |  | kWh/m2a | g/kWh | kg/m2a | [6 empty] | kWh/m2a |  | kWh/m2a | g/kWh | kg/m2a | [6 empty] | kWh/m2a |  | kWh/m2a | g/kWh | kg/m2a | [6 empty] | kWh/m2a |  | kWh/m2a | g/kWh | kg/m2a | [6 empty] | kWh/m2a |  | kWh/m2a | g/kWh | kg/m2a | [6 empty] | kWh/m2a |  | kWh/m2a | g/kWh | kg/m2a | [6 empty] | kWh/m2a |  | kWh/m2a | g/kWh | kg/m2a | [6 empty] | kWh/m2a |  | kWh/m2a | g/kWh | kg/m2a | [6 empty] | kWh/m2a |  | kWh/m2a | g/kWh | kg/m2a
| Gas |  | 2.8 | 1.05 | 2.94 | 277 | 0.7756 | [5 empty] | Gas |  | 2.8 | 1.05 | 2.94 | 277 | 0.7756 |  |  |  |  | Gas |  | 2.8 | 1.05 | 2.94 | 277 | 0.7756 |  |  |  |  | Gas |  | 2.8 | 1.05 | 2.94 | 277 | 0.7756 |  |  |  |  | Gas |  | 2.8 | 1.05 | 2.94 | 277 | 0.7756 |  |  |  |  | Gas |  | 2.8 | 1.05 | 2.94 | 277 | 0.7756 |  |  |  |  | Gas |  | 2.8 | 1.05 | 2.94 | 277 | 0.7756 |  |  |  |  | Gas |  | 2.8 | 1.05 | 2.94 | 277 | 0.7756 |  |  |  |  | Gas |  | 2.8 | 1.05 | 2.94 | 277 | 0.7756 |  |  |  |  | Gas |  | 2.8 | 1.05 | 2.94 | 277 | 0.7756 |  |  |  |  | Gas |  | 2.8 | 1.05 | 2.94 | 277 | 0.7756 |  |  |  |  | Gas |  | 2.8 | 1.05 | 2.94 | 277 | 0.7756 |  |  |  |  | Gas |  | 2.8 | 1.05 | 2.94 | 277 | 0.7756 |  |  |  |  | Gas |  | 2.8 | 1.05 | 2.94 | 277 | 0.7756 |  |  |  |  | Gas |  | 2.8 | 1.05 | 2.94 | 277 | 0.7756 |  |  |  |  | Gas |  | 2.8 | 1.05 | 2.94 | 277 | 0.7756 |  |  |  |  | Gas |  | 2.8 | 1.05 | 2.94 | 277 | 0.7756 |  |  |  |  | Gas |  | 2.8 | 1.05 | 2.94 | 277 | 0.7756 |  |  |  |  | Gas |  | 2.8 | 1.05 | 2.94 | 277 | 0.7756
| Auxiliary electricity |  | 0 | 2.5 | 0 | 617 | 0 | [5 empty] | Auxiliary electricity |  | 0 | 2.5 | 0 | 617 | 0 |  |  |  |  | Auxiliary electricity |  | 0 | 2.5 | 0 | 617 | 0 |  |  |  |  | Auxiliary electricity |  | 0 | 2.5 | 0 | 617 | 0 |  |  |  |  | Auxiliary electricity |  | 0 | 2.5 | 0 | 617 | 0 |  |  |  |  | Auxiliary electricity |  | 0 | 2.5 | 0 | 617 | 0 |  |  |  |  | Auxiliary electricity |  | 0 | 2.5 | 0 | 617 | 0 |  |  |  |  | Auxiliary electricity |  | 0 | 2.5 | 0 | 617 | 0 |  |  |  |  | Auxiliary electricity |  | 0 | 2.5 | 0 | 617 | 0 |  |  |  |  | Auxiliary electricity |  | 0 | 2.5 | 0 | 617 | 0 |  |  |  |  | Auxiliary electricity |  | 0 | 2.5 | 0 | 617 | 0 |  |  |  |  | Auxiliary electricity |  | 0 | 2.5 | 0 | 617 | 0 |  |  |  |  | Auxiliary electricity |  | 0 | 2.5 | 0 | 617 | 0 |  |  |  |  | Auxiliary electricity |  | 0 | 2.5 | 0 | 617 | 0 |  |  |  |  | Auxiliary electricity |  | 0 | 2.5 | 0 | 617 | 0 |  |  |  |  | Auxiliary electricity |  | 0 | 2.5 | 0 | 617 | 0 |  |  |  |  | Auxiliary electricity |  | 0 | 2.5 | 0 | 617 | 0 |  |  |  |  | Auxiliary electricity |  | 0 | 2.5 | 0 | 617 | 0 |  |  |  |  | Auxiliary electricity |  | 0 | 2.5 | 0 | 617 | 0

## DH65-74_COST
|  | Insulation thickness [cm] | Element area (m2) | Construction cost index Germany (2022) | Specific costs [EUR/m2 element] (base 2015) | Specific net costs (excl. German taxes [EUR]) | Specific costs with Dutch taxes [EUR] | Total costs with Dutch index (FINAL) | Subsidy amount |  | Specific enegy need per year [kWh/m2/year] | Heat pump capacity [kW]
Facade/Außenwand WDVS | [5 empty] | 0.19 | 0.21 | 0.84886
| moderate | 3.619 | 164.7 | 1.373 | 41.1069 | 33.2966 | 40.2888 | 5632.6812 | 3129.3
| deep | 14.2512 | 164.7 | 1.373 | 82.1272 | 66.523 | 80.4929 | 11253.506 | 3129.3
Roof (energiebedingte Mehrkosten)
| moderate | 8.5806 | 120.72 | 1.373 | 73.8346 | 59.806 | 72.3653 | 7415.5962 | 1810.8
| deep | 17.9556 | 120.72 | 1.373 | 104.3409 | 84.5161 | 102.2645 | 10479.5097 | 1810.8
Cellar (unterseitige Dämmung mit Bekleidung)
| moderate | 10.9953 | 101 | 1.373 | 97.8848 | 79.2867 | 95.9369 | 8225.1515 | 303
| deep | 11.4582 | 101 | 1.373 | 98.8701 | 80.0848 | 96.9026 | 8307.9413 | 303
Windows double glazing (Fenster 2 WSL & 3 WSL) |  | Window area total [m2] | Window area total [m2]
| Double glazing | U1.2 | 35.3 | 1.373 | 487.5227 | 394.8934 | 477.821 | 14317.8114 | 811.9
Doors | moderate | U1.5 | 2.9 | 1.373 | 1967.509 | 1593.6823 | 1928.3556 | 4747.0285
| heat pump only | [7 empty] | Costs with subsidy (heat pump) | Costs with subsidy (gas boiler) | 216.358 | 20.897
TOTAL COSTS | deep full | [6 empty] | 44359 | 32248.7684 | 32248.7684 | 51.9465 | 5.0173
| deep walls and floor | [6 empty] | 19561.4473 | 12696.8473 | 12696.8473 | 111.8667 | 10.8047
| deep walls and double glazing | [6 empty] | 25571.3175 | 17688.9175 | 17688.9175 | 122.2537 | 11.8079
| deep walls and roof | [6 empty] | 21733.0157 | 11852.8157 | 11852.8157 | 117.1078 | 11.3109
| deep floor and double glazing | [6 empty] | 22625.7527 | 20395.9527 | 20395.9527 | 155.1786 | 14.5175
| deep floor and roof | [6 empty] | 18787.451 | 14559.851 | 14559.851 | 150.3079 | 14.988
| deep roof and double glazing | [6 empty] | 21733.4076 | 16488.0076 | 16488.0076 | 160.057 | 15.4592
| deep walls | [6 empty] | 11253.506 | 4994.906 | 8124.206 | 151.4384 | 14.6267
| deep floor | [6 empty] | 8307.9413 | 7701.9413 | 8004.9413 | 182.9113 | 17.6666
| deep roof | [6 empty] | 10479.5097 | 6857.9097 | 8668.7097 | 187.5674 | 18.1163
| moderate full | [6 empty] | 35591.2402 | 23481.2402 | 23481.2402 | 81.7541 | 7.8962
| moderate walls and floor | [6 empty] | 13857.8327 | 6993.2327 | 6993.2327 | 137.5828 | 13.2885
| moderate walls and double glazing | [6 empty] | 19950.4926 | 12068.0926 | 12068.0926 | 147.4298 | 14.2396
| moderate walls and roof | [6 empty] | 13048.2773 | 3168.0773 | 3168.0773 | 147.2029 | 14.2176
| moderate floor and roof | [6 empty] | 15640.7476 | 11413.1476 | 11413.1476 | 160.0121 | 15.4548
| moderate floor and double glazing | [6 empty] | 22542.9629 | 20313.1629 | 20313.1629 | 160.234 | 15.4763
| moderate roof and double glazing | [6 empty] | 21733.4076 | 16488.0076 | 16488.0076 | 169.8608 | 16.4061
| double glazing | [6 empty] | 14317.8114 | 12694.0114 | 13505.9114 | 192.1341 | 18.5573

## DH75-91
DH75-91
| Reference area (conditioned flloor area) | 169.4
| AC,ref | m2
Energy balance calculation - Building Performance
Existing state | [10 empty] | Deep full retrofit | [10 empty] | Deep walls+floor | [10 empty] | Deep walls+double-glazing | [10 empty] | Deep walls+roof | [10 empty] | Deep floor+roof | [10 empty] | Deep floor+double-glazing | [10 empty] | Deep roof+double-glazing | [10 empty] | Deep walls | [10 empty] | Deep floor | [10 empty] | Deep roof | [10 empty] | Moderate full retrofit | [10 empty] | Moderate walls+floor retrofit | [10 empty] | Moderate walls+double glazing retrofit | [10 empty] | Moderate walls+roof retrofit | [10 empty] | Moderate floor+roof retrofit | [10 empty] | Moderate floor+double-glass retrofit | [10 empty] | Moderate roof+double glazing retrofit | [10 empty] | Double glazing retrofit
|  | Actual U-value (effective) | Element area | Adjustment factor for soil |  |  | Heat transfer coefficient by transmission | Annual heat flow related to AC,Ref | Heat load factor | heat transfer coefficients related to |  |  | Nominal insulation thickness | effective thermal conductivity | Actual U-value (effective) | Element area | Adjustment factor for soil | Heat transfer coefficient by transmission | Annual heat flow related to AC,Ref | Heat load | heat transfer coefficients related to |  |  | Nominal insulation thickness | effective thermal conductivity | Actual U-value (effective) | Element area | Adjustment factor for soil | Heat transfer coefficient by transmission | Annual heat flow related to AC,Ref | Heat load | heat transfer coefficients related to |  |  | Nominal insulation thickness | effective thermal conductivity | Actual U-value (effective) | Element area | Adjustment factor for soil | Heat transfer coefficient by transmission | Annual heat flow related to AC,Ref | Heat load | heat transfer coefficients related to |  |  | Nominal insulation thickness | effective thermal conductivity | Actual U-value (effective) | Element area | Adjustment factor for soil | Heat transfer coefficient by transmission | Annual heat flow related to AC,Ref | Heat load | heat transfer coefficients related to |  |  | Nominal insulation thickness | effective thermal conductivity | Actual U-value (effective) | Element area | Adjustment factor for soil | Heat transfer coefficient by transmission | Annual heat flow related to AC,Ref | Heat load | heat transfer coefficients related to |  |  | Nominal insulation thickness | effective thermal conductivity | Actual U-value (effective) | Element area | Adjustment factor for soil | Heat transfer coefficient by transmission | Annual heat flow related to AC,Ref | Heat load | heat transfer coefficients related to |  |  | Nominal insulation thickness | effective thermal conductivity | Actual U-value (effective) | Element area | Adjustment factor for soil | Heat transfer coefficient by transmission | Annual heat flow related to AC,Ref | Heat load | heat transfer coefficients related to |  |  | Nominal insulation thickness | effective thermal conductivity | Actual U-value (effective) | Element area | Adjustment factor for soil | Heat transfer coefficient by transmission | Annual heat flow related to AC,Ref | Heat load | heat transfer coefficients related to |  |  | Nominal insulation thickness | effective thermal conductivity | Actual U-value (effective) | Element area | Adjustment factor for soil | Heat transfer coefficient by transmission | Annual heat flow related to AC,Ref | Heat load | heat transfer coefficients related to |  |  | Nominal insulation thickness | effective thermal conductivity | Actual U-value (effective) | Element area | Adjustment factor for soil | Heat transfer coefficient by transmission | Annual heat flow related to AC,Ref | Heat load | heat transfer coefficients related to |  |  | Nominal insulation thickness | effective thermal conductivity | Actual U-value (effective) | Element area | Adjustment factor for soil | Heat transfer coefficient by transmission | Annual heat flow related to AC,Ref | Heat load | heat transfer coefficients related to |  |  | Nominal insulation thickness | effective thermal conductivity | Actual U-value (effective) | Element area | Adjustment factor for soil | Heat transfer coefficient by transmission | Annual heat flow related to AC,Ref | Heat load | heat transfer coefficients related to |  |  | Nominal insulation thickness | effective thermal conductivity | Actual U-value (effective) | Element area | Adjustment factor for soil | Heat transfer coefficient by transmission | Annual heat flow related to AC,Ref | Heat load | heat transfer coefficients related to |  |  | Nominal insulation thickness | effective thermal conductivity | Actual U-value (effective) | Element area | Adjustment factor for soil | Heat transfer coefficient by transmission | Annual heat flow related to AC,Ref | Heat load | heat transfer coefficients related to |  |  | Nominal insulation thickness | effective thermal conductivity | Actual U-value (effective) | Element area | Adjustment factor for soil | Heat transfer coefficient by transmission | Annual heat flow related to AC,Ref | Heat load | heat transfer coefficients related to |  |  | Nominal insulation thickness | effective thermal conductivity | Actual U-value (effective) | Element area | Adjustment factor for soil | Heat transfer coefficient by transmission | Annual heat flow related to AC,Ref | Heat load | heat transfer coefficients related to |  |  | Nominal insulation thickness | effective thermal conductivity | Actual U-value (effective) | Element area | Adjustment factor for soil | Heat transfer coefficient by transmission | Annual heat flow related to AC,Ref | Heat load | heat transfer coefficients related to |  |  | Nominal insulation thickness | effective thermal conductivity | Actual U-value (effective) | Element area | Adjustment factor for soil | Heat transfer coefficient by transmission | Annual heat flow related to AC,Ref | Heat load | heat transfer coefficients related to
|  | Uactual,i | Aenv,i | btr,i |  |  | Htr,i |  |  | AC,Ref |  |  | dinsulation,i | λinsulation,i | Uactual,i | Aenv,i | btr,i | Htr,i |  |  | AC,Ref |  |  | dinsulation,i | λinsulation,i | Uactual,i | Aenv,i | btr,i | Htr,i |  |  | AC,Ref |  |  | dinsulation,i | λinsulation,i | Uactual,i | Aenv,i | btr,i | Htr,i |  |  | AC,Ref |  |  | dinsulation,i | λinsulation,i | Uactual,i | Aenv,i | btr,i | Htr,i |  |  | AC,Ref |  |  | dinsulation,i | λinsulation,i | Uactual,i | Aenv,i | btr,i | Htr,i |  |  | AC,Ref |  |  | dinsulation,i | λinsulation,i | Uactual,i | Aenv,i | btr,i | Htr,i |  |  | AC,Ref |  |  | dinsulation,i | λinsulation,i | Uactual,i | Aenv,i | btr,i | Htr,i |  |  | AC,Ref |  |  | dinsulation,i | λinsulation,i | Uactual,i | Aenv,i | btr,i | Htr,i |  |  | AC,Ref |  |  | dinsulation,i | λinsulation,i | Uactual,i | Aenv,i | btr,i | Htr,i |  |  | AC,Ref |  |  | dinsulation,i | λinsulation,i | Uactual,i | Aenv,i | btr,i | Htr,i |  |  | AC,Ref |  |  | dinsulation,i | λinsulation,i | Uactual,i | Aenv,i | btr,i | Htr,i |  |  | AC,Ref |  |  | dinsulation,i | λinsulation,i | Uactual,i | Aenv,i | btr,i | Htr,i |  |  | AC,Ref |  |  | dinsulation,i | λinsulation,i | Uactual,i | Aenv,i | btr,i | Htr,i |  |  | AC,Ref |  |  | dinsulation,i | λinsulation,i | Uactual,i | Aenv,i | btr,i | Htr,i |  |  | AC,Ref |  |  | dinsulation,i | λinsulation,i | Uactual,i | Aenv,i | btr,i | Htr,i |  |  | AC,Ref |  |  | dinsulation,i | λinsulation,i | Uactual,i | Aenv,i | btr,i | Htr,i |  |  | AC,Ref |  |  | dinsulation,i | λinsulation,i | Uactual,i | Aenv,i | btr,i | Htr,i |  |  | AC,Ref |  |  | dinsulation,i | λinsulation,i | Uactual,i | Aenv,i | btr,i | Htr,i |  |  | AC,Ref
|  | W/(m²K) | m2 |  |  |  | W/K | kWh/(m²a) | kW | W/(m²K) |  |  | cm | W/(m*K) | W/(m²K) | m2 |  | W/K | kWh/(m²a) | kW | W/(m²K) |  |  | cm | W/(m*K) | W/(m²K) | m2 |  | W/K | kWh/(m²a) | kW | W/(m²K) |  |  | cm | W/(m*K) | W/(m²K) | m2 |  | W/K | kWh/(m²a) | kW | W/(m²K) |  |  | cm | W/(m*K) | W/(m²K) | m2 |  | W/K | kWh/(m²a) | kW | W/(m²K) |  |  | cm | W/(m*K) | W/(m²K) | m2 |  | W/K | kWh/(m²a) | kW | W/(m²K) |  |  | cm | W/(m*K) | W/(m²K) | m2 |  | W/K | kWh/(m²a) | kW | W/(m²K) |  |  | cm | W/(m*K) | W/(m²K) | m2 |  | W/K | kWh/(m²a) | kW | W/(m²K) |  |  | cm | W/(m*K) | W/(m²K) | m2 |  | W/K | kWh/(m²a) | kW | W/(m²K) |  |  | cm | W/(m*K) | W/(m²K) | m2 |  | W/K | kWh/(m²a) | kW | W/(m²K) |  |  | cm | W/(m*K) | W/(m²K) | m2 |  | W/K | kWh/(m²a) | kW | W/(m²K) |  |  | cm | W/(m*K) | W/(m²K) | m2 |  | W/K | kWh/(m²a) | kW | W/(m²K) |  |  | cm | W/(m*K) | W/(m²K) | m2 |  | W/K | kWh/(m²a) | kW | W/(m²K) |  |  | cm | W/(m*K) | W/(m²K) | m2 |  | W/K | kWh/(m²a) | kW | W/(m²K) |  |  | cm | W/(m*K) | W/(m²K) | m2 |  | W/K | kWh/(m²a) | kW | W/(m²K) |  |  | cm | W/(m*K) | W/(m²K) | m2 |  | W/K | kWh/(m²a) | kW | W/(m²K) |  |  | cm | W/(m*K) | W/(m²K) | m2 |  | W/K | kWh/(m²a) | kW | W/(m²K) |  |  | cm | W/(m*K) | W/(m²K) | m2 |  | W/K | kWh/(m²a) | kW | W/(m²K) |  |  | cm | W/(m*K) | W/(m²K) | m2 |  | W/K | kWh/(m²a) | kW | W/(m²K)
| Roof 1 | 0.641 | 125.5 | 1 |  |  | 80.4455 | 27.9842 |  |  |  | Roof 1 | 16.4148 | 0.035 | 0.16 | 125.5 | 1 | 20.08 | 7.7965 |  |  |  | Roof 1 | 0 | 0.035 | 0.641 | 125.5 | 1 | 80.4455 | 28.6859 |  |  |  | Roof 1 | 0 | 0.035 | 0.641 | 125.5 | 1 | 80.4455 | 28.7979 |  |  |  | Roof 1 | 16.4148 | 0.035 | 0.16 | 125.5 | 1 | 20.08 | 7.1798 |  |  |  | Roof 1 | 16.4148 | 0.035 | 0.16 | 125.5 | 1 | 20.08 | 7.1576 |  |  |  | Roof 1 | 0 | 0.035 | 0.641 | 125.5 | 1 | 80.4455 | 28.7979 |  |  |  | Roof 1 | 16.4148 | 0.035 | 0.16 | 125.5 | 1 | 20.08 | 7.1855 |  |  |  | Roof 1 | 0 | 0.035 | 0.641 | 125.5 | 1 | 80.4455 | 28.3796 |  |  |  | Roof 1 | 0 | 0.035 | 0.641 | 125.5 | 1 | 80.4455 | 28.2905 |  |  |  | Roof 1 | 16.4148 | 0.035 | 0.16 | 125.5 | 1 | 20.08 | 7.0811 |  |  |  | Roof 1 | 7.0398 | 0.035 | 0.28 | 125.5 | 1 | 35.14 | 12.6897 |  |  |  | Roof 1 | 0 | 0.035 | 0.641 | 125.5 | 1 | 80.4455 | 28.3434 |  |  |  | Roof 1 | 0 | 0.035 | 0.641 | 125.5 | 1 | 80.4455 | 28.4585 |  |  |  | Roof 1 | 7.0398 | 0.035 | 0.28 | 125.5 | 1 | 35.14 | 12.3745 |  |  |  | Roof 1 | 7.0398 | 0.035 | 0.28 | 125.5 | 1 | 35.14 | 12.4825 |  |  |  | Roof 1 | 0 | 0.035 | 0.641 | 125.5 | 1 | 80.4455 | 28.7057 |  |  |  | Roof 1 | 7.0398 | 0.035 | 0.28 | 125.5 | 1 | 35.14 | 12.5328 |  |  |  | Roof 1 | 0 | 0.035 | 0.641 | 125.5 | 1 | 80.4455 | 28.4025
| Roof 2 | [6 empty] | 0 |  |  |  | Roof 2 |  |  |  | 0 |  |  | 0 |  |  |  | Roof 2 |  |  |  | 0 |  |  | 0 |  |  |  | Roof 2 |  |  |  | 0 |  |  | 0 |  |  |  | Roof 2 |  |  |  | 0 |  |  | 0 |  |  |  | Roof 2 |  |  |  | 0 |  |  | 0 |  |  |  | Roof 2 |  |  |  | 0 |  |  | 0 |  |  |  | Roof 2 |  |  |  | 0 |  |  | 0 |  |  |  | Roof 2 |  |  |  | 0 |  |  | 0 |  |  |  | Roof 2 |  |  |  | 0 |  |  | 0 |  |  |  | Roof 2 |  |  |  | 0 |  |  | 0 |  |  |  | Roof 2 |  |  |  | 0 |  |  | 0 |  |  |  | Roof 2 |  |  |  | 0 |  |  | 0 |  |  |  | Roof 2 |  |  |  | 0 |  |  | 0 |  |  |  | Roof 2 |  |  |  | 0 |  |  | 0 |  |  |  | Roof 2 |  |  |  | 0 |  |  | 0 |  |  |  | Roof 2 |  |  |  | 0 |  |  | 0 |  |  |  | Roof 2 |  |  |  | 0 |  |  | 0 |  |  |  | Roof 2 |  |  |  | 0 |  |  | 0
| Wall 1 | 0.641 | 144 | 1 |  |  | 92.304 | 32.1094 |  |  |  | Wall 1 | 11.2064 | 0.035 | 0.21 | 144 | 1 | 30.24 | 11.7414 |  |  |  | Wall 1 | 11.2064 | 0.035 | 0.21 | 144 | 1 | 30.24 | 10.7832 |  |  |  | Wall 1 | 11.2064 | 0.035 | 0.21 | 144 | 1 | 30.24 | 10.8253 |  |  |  | Wall 1 | 11.2064 | 0.035 | 0.21 | 144 | 1 | 30.24 | 10.8127 |  |  |  | Wall 1 | 0 | 0.035 | 0.641 | 144 | 1 | 92.304 | 32.902 |  |  |  | Wall 1 | 11.2064 | 0.035 | 0.21 | 144 | 1 | 30.24 | 10.8253 |  |  |  | Wall 1 | 0 | 0.035 | 0.641 | 144 | 1 | 92.304 | 33.0306 |  |  |  | Wall 1 | 11.2064 | 0.035 | 0.21 | 144 | 1 | 30.24 | 10.6681 |  |  |  | Wall 1 | 0 | 0.035 | 0.641 | 144 | 1 | 92.304 | 32.4608 |  |  |  | Wall 1 | 0 | 0.035 | 0.641 | 144 | 1 | 92.304 | 32.5506 |  |  |  | Wall 1 | 0.57426 | 0.035 | 0.58 | 144 | 1 | 83.52 | 30.1606 |  |  |  | Wall 1 | 0 | 0.035 | 0.58 | 144 | 1 | 83.52 | 29.4266 |  |  |  | Wall 1 | 0 | 0.035 | 0.58 | 144 | 1 | 83.52 | 29.5461 |  |  |  | Wall 1 | 0 | 0.035 | 0.58 | 144 | 1 | 83.52 | 29.4115 |  |  |  | Wall 1 | 0 | 0.035 | 0.641 | 144 | 1 | 92.304 | 32.7885 |  |  |  | Wall 1 | 0 | 0.035 | 0.641 | 144 | 1 | 92.304 | 32.9373 |  |  |  | Wall 1 | 0 | 0.035 | 0.641 | 144 | 1 | 92.304 | 32.9205 |  |  |  | Wall 1 | 0 | 0.035 | 0.641 | 144 | 1 | 92.304 | 32.5893
| Wall 2 | [6 empty] | 0 |  |  |  | Wall 2 |  |  |  | 0 |  |  | 0 |  |  |  | Wall 2 |  |  |  | 0 |  |  | 0 |  |  |  | Wall 2 |  |  |  | 0 |  |  | 0 |  |  |  | Wall 2 |  |  |  | 0 |  |  | 0 |  |  |  | Wall 2 |  |  |  | 0 |  |  | 0 |  |  |  | Wall 2 |  |  |  | 0 |  |  | 0 |  |  |  | Wall 2 |  |  |  | 0 |  |  | 0 |  |  |  | Wall 2 |  |  |  | 0 |  |  | 0 |  |  |  | Wall 2 |  |  |  | 0 |  |  | 0 |  |  |  | Wall 2 |  |  |  | 0 |  |  | 0 |  |  |  | Wall 2 |  |  |  | 0 |  |  | 0 |  |  |  | Wall 2 |  |  |  | 0 |  |  | 0 |  |  |  | Wall 2 |  |  |  | 0 |  |  | 0 |  |  |  | Wall 2 |  |  |  | 0 |  |  | 0 |  |  |  | Wall 2 |  |  |  | 0 |  |  | 0 |  |  |  | Wall 2 |  |  |  | 0 |  |  | 0 |  |  |  | Wall 2 |  |  |  | 0 |  |  | 0 |  |  |  | Wall 2 |  |  |  | 0 |  |  | 0
| Wall 3 | [6 empty] | 0 |  |  |  | Wall 3 |  |  |  | 0 |  |  | 0 |  |  |  | Wall 3 |  |  |  | 0 |  |  | 0 |  |  |  | Wall 3 |  |  |  | 0 |  |  | 0 |  |  |  | Wall 3 |  |  |  | 0 |  |  | 0 |  |  |  | Wall 3 |  |  |  | 0 |  |  | 0 |  |  |  | Wall 3 |  |  |  | 0 |  |  | 0 |  |  |  | Wall 3 |  |  |  | 0 |  |  | 0 |  |  |  | Wall 3 |  |  |  | 0 |  |  | 0 |  |  |  | Wall 3 |  |  |  | 0 |  |  | 0 |  |  |  | Wall 3 |  |  |  | 0 |  |  | 0 |  |  |  | Wall 3 |  |  |  | 0 |  |  | 0 |  |  |  | Wall 3 |  |  |  | 0 |  |  | 0 |  |  |  | Wall 3 |  |  |  | 0 |  |  | 0 |  |  |  | Wall 3 |  |  |  | 0 |  |  | 0 |  |  |  | Wall 3 |  |  |  | 0 |  |  | 0 |  |  |  | Wall 3 |  |  |  | 0 |  |  | 0 |  |  |  | Wall 3 |  |  |  | 0 |  |  | 0 |  |  |  | Wall 3 |  |  |  | 0 |  |  | 0
| Floor 1 | 1.282 | 95 | 0.5 |  |  | 60.895 | 21.1833 |  |  |  | Floor 1 | 10.2329 | 0.035 | 0.27 | 95 | 0.5 | 12.825 | 4.9796 |  |  |  | Floor 1 | 10.2329 | 0.035 | 0.27 | 95 | 0.5 | 12.825 | 4.5732 |  |  |  | Floor 1 | 0 | 0.035 | 1.282 | 95 | 0.5 | 60.895 | 21.7992 |  |  |  | Floor 1 | 0 | 0.035 | 1.282 | 95 | 0.5 | 60.895 | 21.7737 |  |  |  | Floor 1 | 10.2329 | 0.035 | 0.27 | 95 | 0.5 | 12.825 | 4.5715 |  |  |  | Floor 1 | 0 | 0.035 | 1.282 | 95 | 0.5 | 60.895 | 21.7992 |  |  |  | Floor 1 | 0 | 0.035 | 1.282 | 95 | 0.5 | 60.895 | 21.791 |  |  |  | Floor 1 | 0 | 0.035 | 1.282 | 95 | 0.5 | 60.895 | 21.4826 |  |  |  | Floor 1 | 10.2329 | 0.035 | 0.27 | 95 | 0.5 | 12.825 | 4.5102 |  |  |  | Floor 1 | 0 | 0.035 | 1.282 | 95 | 0.5 | 60.895 | 21.4744 |  |  |  | Floor 1 | 9.7699 | 0.035 | 0.28 | 95 | 0.5 | 13.3 | 4.8029 |  |  |  | Floor 1 | 9.7699 | 0.035 | 0.28 | 95 | 0.5 | 13.3 | 4.686 |  |  |  | Floor 1 | 0 | 0.035 | 1.282 | 95 | 0.5 | 60.895 | 21.5423 |  |  |  | Floor 1 | 0 | 0.035 | 1.282 | 95 | 0.5 | 60.895 | 21.4441 |  |  |  | Floor 1 | 9.7699 | 0.035 | 0.28 | 95 | 0.5 | 13.3 | 4.7245 |  |  |  | Floor 1 | 9.7699 | 0.035 | 0.28 | 95 | 0.5 | 13.3 | 4.7459 |  |  |  | Floor 1 | 0 | 0.035 | 1.282 | 95 | 0.5 | 60.895 | 21.7184 |  |  |  | Floor 1 | 0 | 0.035 | 1.282 | 95 | 0.5 | 60.895 | 21.4999
| Floor 2 | [6 empty] | 0 |  |  |  | Floor 2 |  |  |  | 0 |  |  | 0 |  |  |  | Floor 2 |  |  |  | 0 |  |  | 0 |  |  |  | Floor 2 |  |  |  | 0 |  |  | 0 |  |  |  | Floor 2 |  |  |  | 0 |  |  | 0 |  |  |  | Floor 2 |  |  |  | 0 |  |  | 0 |  |  |  | Floor 2 |  |  |  | 0 |  |  | 0 |  |  |  | Floor 2 |  |  |  | 0 |  |  | 0 |  |  |  | Floor 2 |  |  |  | 0 |  |  | 0 |  |  |  | Floor 2 |  |  |  | 0 |  |  | 0 |  |  |  | Floor 2 |  |  |  | 0 |  |  | 0 |  |  |  | Floor 2 |  |  |  | 0 |  |  | 0 |  |  |  | Floor 2 |  |  |  | 0 |  |  | 0 |  |  |  | Floor 2 |  |  |  | 0 |  |  | 0 |  |  |  | Floor 2 |  |  |  | 0 |  |  | 0 |  |  |  | Floor 2 |  |  |  | 0 |  |  | 0 |  |  |  | Floor 2 |  |  |  | 0 |  |  | 0 |  |  |  | Floor 2 |  |  |  | 0 |  |  | 0 |  |  |  | Floor 2 |  |  |  | 0 |  |  | 0
| Window 1 | 5.2 | 2.9 | 1 |  |  | 15.08 | 5.2458 |  |  |  | Window 1 | Replace |  | 1.2 | 2.9 | 1 | 3.48 | 1.3512 |  |  |  | Window 1 | Replace |  | 5.2 | 2.9 | 1 | 15.08 | 5.3773 |  |  |  | Window 1 | Replace |  | 1.2 | 2.9 | 1 | 3.48 | 1.2458 |  |  |  | Window 1 | Replace |  | 5.2 | 2.9 | 1 | 15.08 | 5.392 |  |  |  | Window 1 | Replace |  | 5.2 | 2.9 | 1 | 15.08 | 5.3753 |  |  |  | Window 1 | Replace |  | 1.2 | 2.9 | 1 | 3.48 | 1.2458 |  |  |  | Window 1 | Replace |  | 1.2 | 2.9 | 1 | 3.48 | 1.2453 |  |  |  | Window 1 | Replace |  | 5.2 | 2.9 | 1 | 15.08 | 5.3199 |  |  |  | Window 1 | Replace |  | 5.2 | 2.9 | 1 | 15.08 | 5.3032 |  |  |  | Window 1 | Replace |  | 5.2 | 2.9 | 1 | 15.08 | 5.3179 |  |  |  | Window 1 | Replace |  | 1.2 | 2.9 | 1 | 3.48 | 1.2567 |  |  |  | Window 1 | Replace |  | 5.2 | 2.9 | 1 | 15.08 | 5.3131 |  |  |  | Window 1 | Replace |  | 1.2 | 2.9 | 1 | 3.48 | 1.2311 |  |  |  | Window 1 | Replace |  | 5.2 | 2.9 | 1 | 15.08 | 5.3104 |  |  |  | Window 1 | Replace |  | 5.2 | 2.9 | 1 | 15.08 | 5.3568 |  |  |  | Window 1 | Replace |  | 1.2 | 2.9 | 1 | 3.48 | 1.2418 |  |  |  | Window 1 | Replace |  | 1.2 | 2.9 | 1 | 3.48 | 1.2412 |  |  |  | Window 1 | Replace |  | 1.2 | 2.9 | 1 | 3.48 | 1.2287
| Window 2 | 2.9 | 31.8 | 1 |  |  | 92.22 | 32.0801 |  |  |  | Window 2 | Replace |  | 1.2 | 31.8 | 1 | 38.16 | 14.8165 |  |  |  | Window 2 | Replace |  | 2.9 | 31.8 | 1 | 92.22 | 32.8845 |  |  |  | Window 2 | Replace |  | 1.2 | 31.8 | 1 | 38.16 | 13.6605 |  |  |  | Window 2 | Replace |  | 2.9 | 31.8 | 1 | 92.22 | 32.9743 |  |  |  | Window 2 | Replace |  | 2.9 | 31.8 | 1 | 92.22 | 32.8721 |  |  |  | Window 2 | Replace |  | 1.2 | 31.8 | 1 | 38.16 | 13.6605 |  |  |  | Window 2 | Replace |  | 1.2 | 31.8 | 1 | 38.16 | 13.6554 |  |  |  | Window 2 | Replace |  | 2.9 | 31.8 | 1 | 92.22 | 32.5334 |  |  |  | Window 2 | Replace |  | 2.9 | 31.8 | 1 | 92.22 | 32.4312 |  |  |  | Window 2 | Replace |  | 2.9 | 31.8 | 1 | 92.22 | 32.521 |  |  |  | Window 2 | Replace |  | 1.2 | 31.8 | 1 | 38.16 | 13.7803 |  |  |  | Window 2 | Replace |  | 2.9 | 31.8 | 1 | 92.22 | 32.4919 |  |  |  | Window 2 | Replace |  | 1.2 | 31.8 | 1 | 38.16 | 13.4995 |  |  |  | Window 2 | Replace |  | 2.9 | 31.8 | 1 | 92.22 | 32.4752 |  |  |  | Window 2 | Replace |  | 2.9 | 31.8 | 1 | 92.22 | 32.7586 |  |  |  | Window 2 | Replace |  | 1.2 | 31.8 | 1 | 38.16 | 13.6168 |  |  |  | Window 2 | Replace |  | 1.2 | 31.8 | 1 | 38.16 | 13.6099 |  |  |  | Window 2 | Replace |  | 1.2 | 31.8 | 1 | 38.16 | 13.473
| Door 1 | 3.5 | 2.8 | 1 |  |  | 9.8 | 3.4091 |  |  |  | Door 1 | Replace |  | 3.5 | 2.8 | 1 | 9.8 | 3.8051 |  |  |  | Door 1 | Replace |  | 3.5 | 2.8 | 1 | 9.8 | 3.4946 |  |  |  | Door 1 | Replace |  | 3.5 | 2.8 | 1 | 9.8 | 3.5082 |  |  |  | Door 1 | Replace |  | 3.5 | 2.8 | 1 | 9.8 | 3.5041 |  |  |  | Door 1 | Replace |  | 3.5 | 2.8 | 1 | 9.8 | 3.4932 |  |  |  | Door 1 | Replace |  | 3.5 | 2.8 | 1 | 9.8 | 3.5082 |  |  |  | Door 1 | Replace |  | 3.5 | 2.8 | 1 | 9.8 | 3.5069 |  |  |  | Door 1 | Replace |  | 3.5 | 2.8 | 1 | 9.8 | 3.4572 |  |  |  | Door 1 | Replace |  | 3.5 | 2.8 | 1 | 9.8 | 3.4464 |  |  |  | Door 1 | Replace |  | 3.5 | 2.8 | 1 | 9.8 | 3.4559 |  |  |  | Door 1 | Replace |  | 3.5 | 2.8 | 1 | 9.8 | 3.539 |  |  |  | Door 1 | Replace |  | 3.5 | 2.8 | 1 | 9.8 | 3.4528 |  |  |  | Door 1 | Replace |  | 3.5 | 2.8 | 1 | 9.8 | 3.4669 |  |  |  | Door 1 | Replace |  | 3.5 | 2.8 | 1 | 9.8 | 3.4511 |  |  |  | Door 1 | Replace |  | 3.5 | 2.8 | 1 | 9.8 | 3.4812 |  |  |  | Door 1 | Replace |  | 3.5 | 2.8 | 1 | 9.8 | 3.497 |  |  |  | Door 1 | Replace |  | 3.5 | 2.8 | 1 | 9.8 | 3.4952 |  |  |  | Door 1 | Replace |  | 3.5 | 2.8 | 1 | 9.8 | 3.46
|  | DUtb | S Aenv,i |  |  |  | Htr,tb | [7 empty] | DUtb | S Aenv,i |  | Htr,tb | [7 empty] | DUtb | S Aenv,i |  | Htr,tb | [6 empty] | DUtb |  | S Aenv,i |  | Htr,tb | [7 empty] | DUtb | S Aenv,i |  | Htr,tb | [7 empty] | DUtb | S Aenv,i |  | Htr,tb | [7 empty] | DUtb | S Aenv,i |  | Htr,tb | [7 empty] | DUtb | S Aenv,i |  | Htr,tb | [7 empty] | DUtb | S Aenv,i |  | Htr,tb | [7 empty] | DUtb | S Aenv,i |  | Htr,tb | [7 empty] | DUtb | S Aenv,i |  | Htr,tb | [7 empty] | DUtb | S Aenv,i |  | Htr,tb | [7 empty] | DUtb | S Aenv,i |  | Htr,tb | [7 empty] | DUtb | S Aenv,i |  | Htr,tb | [7 empty] | DUtb | S Aenv,i |  | Htr,tb | [7 empty] | DUtb | S Aenv,i |  | Htr,tb | [7 empty] | DUtb | S Aenv,i |  | Htr,tb | [7 empty] | DUtb | S Aenv,i |  | Htr,tb | [7 empty] | DUtb | S Aenv,i |  | Htr,tb
|  | 0 | 402 | 1 |  |  | 0 | [7 empty] | 0 | 402 | 1 | 0 | [7 empty] | 0 | 402 | 1 | 0 | [6 empty] | 0 |  | 402 | 1 | 0 | 0 | [6 empty] | 0 | 402 | 1 | 0 | [7 empty] | 0 | 402 | 1 | 0 | [7 empty] | 0 | 402 | 1 | 0 | [7 empty] | 0 | 402 | 1 | 0 | [7 empty] | 0 | 402 | 1 | 0 | [7 empty] | 0 | 402 | 1 | 0 | [7 empty] | 0 | 402 | 1 | 0 | [7 empty] | 0 | 402 | 1 | 0 | [7 empty] | 0 | 402 | 1 | 0 | [7 empty] | 0 | 402 | 1 | 0 | [7 empty] | 0 | 402 | 1 | 0 | [7 empty] | 0 | 402 | 1 | 0 | [7 empty] | 0 | 402 | 1 | 0 | [7 empty] | 0 | 402 | 1 | 0 | [7 empty] | 0 | 402 | 1 | 0
| Heat transfer coefficient by transmission Htr | [5 empty] | 350.7445 | 122.0119 | 10.5223 | 2.0705 |  | Heat transfer coefficient by transmission Htr | [5 empty] | 114.585 | 44.4904 | 4.0105 | 0.67642 |  | Heat transfer coefficient by transmission Htr | [5 empty] | 240.6105 | 85.7987 | 8.4214 | 1.4204 |  | Heat transfer coefficient by transmission Htr | [5 empty] | 223.0205 | 79.837 | 6.6906 | 1.3165 |  | Heat transfer coefficient by transmission Htr | [5 empty] | 228.315 | 81.6366 | 6.8495 | 1.3478 |  | Heat transfer coefficient by transmission Htr | [5 empty] | 242.309 | 86.3718 | 7.2693 | 1.4304 |  | Heat transfer coefficient by transmission Htr | [5 empty] | 223.0205 | 79.837 | 6.6906 | 1.3165 |  | Heat transfer coefficient by transmission Htr | [5 empty] | 224.719 | 80.4148 | 6.7416 | 1.3266 |  | Heat transfer coefficient by transmission Htr | [5 empty] | 288.6805 | 101.8409 | 8.6604 | 1.7041 |  | Heat transfer coefficient by transmission Htr | [5 empty] | 302.6745 | 106.4422 | 9.0802 | 1.7867 |  | Heat transfer coefficient by transmission Htr | [5 empty] | 290.379 | 102.401 | 8.7114 | 1.7142 |  | Heat transfer coefficient by transmission Htr | [5 empty] | 183.4 | 66.2291 | 6.419 | 1.0826 |  | Heat transfer coefficient by transmission Htr | [5 empty] | 294.3655 | 103.7139 | 10.3028 | 1.7377 |  | Heat transfer coefficient by transmission Htr | [5 empty] | 276.3005 | 97.7444 | 9.6705 | 1.6311 |  | Heat transfer coefficient by transmission Htr | [5 empty] | 296.655 | 104.4668 | 10.3829 | 1.7512 |  | Heat transfer coefficient by transmission Htr | [5 empty] | 257.844 | 91.5921 | 9.0245 | 1.5221 |  | Heat transfer coefficient by transmission Htr | [5 empty] | 237.4895 | 84.7445 | 8.3121 | 1.4019 |  | Heat transfer coefficient by transmission Htr | [5 empty] | 239.779 | 85.518 | 8.3923 | 1.4155 |  | Heat transfer coefficient by transmission Htr | [5 empty] | 285.0845 | 100.6535 | 9.978 | 1.6829
| Heat transfer coefficient by ventilation Hve | [5 empty] | 115.192 | 40.0713 | -1.4163 |  |  | Heat transfer coefficient by ventilation Hve | [5 empty] | 71.995 | 27.9538 |  |  |  | Heat transfer coefficient by ventilation Hve | [5 empty] | 86.394 | 30.807 |  |  |  | Heat transfer coefficient by ventilation Hve | [5 empty] | 86.394 | 30.9274 |  |  |  | Heat transfer coefficient by ventilation Hve | [5 empty] | 86.394 | 30.8912 |  |  |  | Heat transfer coefficient by ventilation Hve | [5 empty] | 86.394 | 30.7954 |  |  |  | Heat transfer coefficient by ventilation Hve | [5 empty] | 86.394 | 30.9274 |  |  |  | Heat transfer coefficient by ventilation Hve | [5 empty] | 86.394 | 30.9158 |  |  |  | Heat transfer coefficient by ventilation Hve | [5 empty] | 100.793 | 35.5578 |  |  |  | Heat transfer coefficient by ventilation Hve | [5 empty] | 100.793 | 35.4461 |  |  |  | Heat transfer coefficient by ventilation Hve | [5 empty] | 100.793 | 35.5443 |  |  |  | Heat transfer coefficient by ventilation Hve | [5 empty] | 86.394 | 31.1985 |  |  |  | Heat transfer coefficient by ventilation Hve | [5 empty] | 100.793 | 35.5124 |  |  |  | Heat transfer coefficient by ventilation Hve | [5 empty] | 100.793 | 35.6566 |  |  |  | Heat transfer coefficient by ventilation Hve | [5 empty] | 100.793 | 35.4942 |  |  |  | Heat transfer coefficient by ventilation Hve | [5 empty] | 100.793 | 35.804 |  |  |  | Heat transfer coefficient by ventilation Hve | [5 empty] | 100.793 | 35.9664 |  |  |  | Heat transfer coefficient by ventilation Hve | [5 empty] | 100.793 | 35.9482 |  |  |  | Heat transfer coefficient by ventilation Hve | [5 empty] | 100.793 | 35.5865
| Volume-specific heat air capacity | air change rate by use | air change rate by infiltration | room height (standard value) | [7 empty] | Volume-specific heat air capacity | air change rate by use | air change rate by infiltration | room height (standard value) | [7 empty] | Volume-specific heat air capacity | air change rate by use | air change rate by infiltration | room height (standard value) | [7 empty] | Volume-specific heat air capacity | air change rate by use | air change rate by infiltration | room height (standard value) | [7 empty] | Volume-specific heat air capacity | air change rate by use | air change rate by infiltration | room height (standard value) | [7 empty] | Volume-specific heat air capacity | air change rate by use | air change rate by infiltration | room height (standard value) | [7 empty] | Volume-specific heat air capacity | air change rate by use | air change rate by infiltration | room height (standard value) | [7 empty] | Volume-specific heat air capacity | air change rate by use | air change rate by infiltration | room height (standard value) | [7 empty] | Volume-specific heat air capacity | air change rate by use | air change rate by infiltration | room height (standard value) | [7 empty] | Volume-specific heat air capacity | air change rate by use | air change rate by infiltration | room height (standard value) | [7 empty] | Volume-specific heat air capacity | air change rate by use | air change rate by infiltration | room height (standard value) | [7 empty] | Volume-specific heat air capacity | air change rate by use | air change rate by infiltration | room height (standard value) | [7 empty] | Volume-specific heat air capacity | air change rate by use | air change rate by infiltration | room height (standard value) | [7 empty] | Volume-specific heat air capacity | air change rate by use | air change rate by infiltration | room height (standard value) | [7 empty] | Volume-specific heat air capacity | air change rate by use | air change rate by infiltration | room height (standard value) | [7 empty] | Volume-specific heat air capacity | air change rate by use | air change rate by infiltration | room height (standard value) | [7 empty] | Volume-specific heat air capacity | air change rate by use | air change rate by infiltration | room height (standard value) | [7 empty] | Volume-specific heat air capacity | air change rate by use | air change rate by infiltration | room height (standard value) | [7 empty] | Volume-specific heat air capacity | air change rate by use | air change rate by infiltration | room height (standard value)
| cp,air | nair,use | nair,infiltration | hroom | [7 empty] | cp,air | nair,use | nair,infiltration | hroom | [7 empty] | cp,air | nair,use | nair,infiltration | hroom | [7 empty] | cp,air | nair,use | nair,infiltration | hroom | [7 empty] | cp,air | nair,use | nair,infiltration | hroom | [7 empty] | cp,air | nair,use | nair,infiltration | hroom | [7 empty] | cp,air | nair,use | nair,infiltration | hroom | [7 empty] | cp,air | nair,use | nair,infiltration | hroom | [7 empty] | cp,air | nair,use | nair,infiltration | hroom | [7 empty] | cp,air | nair,use | nair,infiltration | hroom | [7 empty] | cp,air | nair,use | nair,infiltration | hroom | [7 empty] | cp,air | nair,use | nair,infiltration | hroom | [7 empty] | cp,air | nair,use | nair,infiltration | hroom | [7 empty] | cp,air | nair,use | nair,infiltration | hroom | [7 empty] | cp,air | nair,use | nair,infiltration | hroom | [7 empty] | cp,air | nair,use | nair,infiltration | hroom | [7 empty] | cp,air | nair,use | nair,infiltration | hroom | [7 empty] | cp,air | nair,use | nair,infiltration | hroom | [7 empty] | cp,air | nair,use | nair,infiltration | hroom
| Wh/(m³K) | 1/h | 1/h | m | [7 empty] | Wh/(m³K) | 1/h | 1/h | m | [7 empty] | Wh/(m³K) | 1/h | 1/h | m | [7 empty] | Wh/(m³K) | 1/h | 1/h | m | [7 empty] | Wh/(m³K) | 1/h | 1/h | m | [7 empty] | Wh/(m³K) | 1/h | 1/h | m | [7 empty] | Wh/(m³K) | 1/h | 1/h | m | [7 empty] | Wh/(m³K) | 1/h | 1/h | m | [7 empty] | Wh/(m³K) | 1/h | 1/h | m | [7 empty] | Wh/(m³K) | 1/h | 1/h | m | [7 empty] | Wh/(m³K) | 1/h | 1/h | m | [7 empty] | Wh/(m³K) | 1/h | 1/h | m | [7 empty] | Wh/(m³K) | 1/h | 1/h | m | [7 empty] | Wh/(m³K) | 1/h | 1/h | m | [7 empty] | Wh/(m³K) | 1/h | 1/h | m | [7 empty] | Wh/(m³K) | 1/h | 1/h | m | [7 empty] | Wh/(m³K) | 1/h | 1/h | m | [7 empty] | Wh/(m³K) | 1/h | 1/h | m | [7 empty] | Wh/(m³K) | 1/h | 1/h | m
| 0.34 | 0.4 | 0.4 | 2.5 | [7 empty] | 0.34 | 0.4 | 0.1 | 2.5 | [7 empty] | 0.34 | 0.4 | 0.2 | 2.5 | [7 empty] | 0.34 | 0.4 | 0.2 | 2.5 | [7 empty] | 0.34 | 0.4 | 0.2 | 2.5 | [7 empty] | 0.34 | 0.4 | 0.2 | 2.5 | [7 empty] | 0.34 | 0.4 | 0.2 | 2.5 | [7 empty] | 0.34 | 0.4 | 0.2 | 2.5 | [7 empty] | 0.34 | 0.4 | 0.3 | 2.5 | [7 empty] | 0.34 | 0.4 | 0.3 | 2.5 | [7 empty] | 0.34 | 0.4 | 0.3 | 2.5 | [7 empty] | 0.34 | 0.4 | 0.2 | 2.5 | [7 empty] | 0.34 | 0.4 | 0.3 | 2.5 | [7 empty] | 0.34 | 0.4 | 0.3 | 2.5 | [7 empty] | 0.34 | 0.4 | 0.3 | 2.5 | [7 empty] | 0.34 | 0.4 | 0.3 | 2.5 | [7 empty] | 0.34 | 0.4 | 0.3 | 2.5 | [7 empty] | 0.34 | 0.4 | 0.3 | 2.5 | [7 empty] | 0.34 | 0.4 | 0.3 | 2.5
| Total heat transfer Qht | [5 empty] | 27456.89 | 162.0832 |  |  |  | Total heat transfer Qht | [5 empty] | 12272.04 | 72.4442 |  |  |  | Total heat transfer Qht | [5 empty] | 19753.0118 | 116.6057 |  |  |  | Total heat transfer Qht | [5 empty] | 18763.4884 | 110.7644 |  |  |  | Total heat transfer Qht | [5 empty] | 19062.2033 | 112.5278 |  |  |  | Total heat transfer Qht | [5 empty] | 19848.1212 | 117.1672 |  |  |  | Total heat transfer Qht | [5 empty] | 18763.4884 | 110.7644 |  |  |  | Total heat transfer Qht | [5 empty] | 18859.3995 | 111.3306 |  |  |  | Total heat transfer Qht | [5 empty] | 23275.3392 | 137.3987 |  |  |  | Total heat transfer Qht | [5 empty] | 24035.8877 | 141.8884 |  |  |  | Total heat transfer Qht | [5 empty] | 23367.9297 | 137.9453 |  |  |  | Total heat transfer Qht | [5 empty] | 16504.2321 | 97.4276 |  |  |  | Total heat transfer Qht | [5 empty] | 23584.9423 | 139.2263 |  |  |  | Total heat transfer Qht | [5 empty] | 22598.1282 | 133.401 |  |  |  | Total heat transfer Qht | [5 empty] | 23709.3828 | 139.9609 |  |  |  | Total heat transfer Qht | [5 empty] | 21580.8851 | 127.396 |  |  |  | Total heat transfer Qht | [5 empty] | 20448.4341 | 120.7109 |  |  |  | Total heat transfer Qht | [5 empty] | 20576.3685 | 121.4662 |  |  |  | Total heat transfer Qht | [5 empty] | 23079.0545 | 136.24
| temperature reduction factor | internal temperature | external temperature | heating degree days | accumulated differences between internal and external temperature | [6 empty] | temperature reduction factor | internal temperature | external temperature | heating degree days | accumulated differences between internal and external temperature | [6 empty] | temperature reduction factor | internal temperature | external temperature | heating degree days | accumulated differences between internal and external temperature | [6 empty] | temperature reduction factor | internal temperature | external temperature | heating degree days | accumulated differences between internal and external temperature | [6 empty] | temperature reduction factor | internal temperature | external temperature | heating degree days | accumulated differences between internal and external temperature | [6 empty] | temperature reduction factor | internal temperature | external temperature | heating degree days | accumulated differences between internal and external temperature | [6 empty] | temperature reduction factor | internal temperature | external temperature | heating degree days | accumulated differences between internal and external temperature | [6 empty] | temperature reduction factor | internal temperature | external temperature | heating degree days | accumulated differences between internal and external temperature | [6 empty] | temperature reduction factor | internal temperature | external temperature | heating degree days | accumulated differences between internal and external temperature | [6 empty] | temperature reduction factor | internal temperature | external temperature | heating degree days | accumulated differences between internal and external temperature | [6 empty] | temperature reduction factor | internal temperature | external temperature | heating degree days | accumulated differences between internal and external temperature | [6 empty] | temperature reduction factor | internal temperature | external temperature | heating degree days | accumulated differences between internal and external temperature | [6 empty] | temperature reduction factor | internal temperature | external temperature | heating degree days | accumulated differences between internal and external temperature | [6 empty] | temperature reduction factor | internal temperature | external temperature | heating degree days | accumulated differences between internal and external temperature | [6 empty] | temperature reduction factor | internal temperature | external temperature | heating degree days | accumulated differences between internal and external temperature | [6 empty] | temperature reduction factor | internal temperature | external temperature | heating degree days | accumulated differences between internal and external temperature | [6 empty] | temperature reduction factor | internal temperature | external temperature | heating degree days | accumulated differences between internal and external temperature | [6 empty] | temperature reduction factor | internal temperature | external temperature | heating degree days | accumulated differences between internal and external temperature | [6 empty] | temperature reduction factor | internal temperature | external temperature | heating degree days | accumulated differences between internal and external temperature
| Fred | Ji | Je | dhs |  | x 0,024 | [5 empty] | Fred | Ji | Je | dhs |  | x 0,024 | [5 empty] | Fred | Ji | Je | dhs |  | x 0,024 | [5 empty] | Fred | Ji | Je | dhs |  | x 0,024 | [5 empty] | Fred | Ji | Je | dhs |  | x 0,024 | [5 empty] | Fred | Ji | Je | dhs |  | x 0,024 | [5 empty] | Fred | Ji | Je | dhs |  | x 0,024 | [5 empty] | Fred | Ji | Je | dhs |  | x 0,024 | [5 empty] | Fred | Ji | Je | dhs |  | x 0,024 | [5 empty] | Fred | Ji | Je | dhs |  | x 0,024 | [5 empty] | Fred | Ji | Je | dhs |  | x 0,024 | [5 empty] | Fred | Ji | Je | dhs |  | x 0,024 | [5 empty] | Fred | Ji | Je | dhs |  | x 0,024 | [5 empty] | Fred | Ji | Je | dhs |  | x 0,024 | [5 empty] | Fred | Ji | Je | dhs |  | x 0,024 | [5 empty] | Fred | Ji | Je | dhs |  | x 0,024 | [5 empty] | Fred | Ji | Je | dhs |  | x 0,024 | [5 empty] | Fred | Ji | Je | dhs |  | x 0,024 | [5 empty] | Fred | Ji | Je | dhs |  | x 0,024
| W/(m²K) | °C | °C | d/a | Kd/a | kKh/a |  | Design temperature for heat pump |  |  |  | W/(m²K) | °C | °C | d/a | Kd/a | kKh/a |  | Design temperature for heat pump |  |  |  | W/(m²K) | °C | °C | d/a | Kd/a | kKh/a |  | Design temperature for heat pump |  |  |  | W/(m²K) | °C | °C | d/a | Kd/a | kKh/a |  | Design temperature for heat pump |  |  |  | W/(m²K) | °C | °C | d/a | Kd/a | kKh/a |  | Design temperature for heat pump |  |  |  | W/(m²K) | °C | °C | d/a | Kd/a | kKh/a |  | Design temperature for heat pump |  |  |  | W/(m²K) | °C | °C | d/a | Kd/a | kKh/a |  | Design temperature for heat pump |  |  |  | W/(m²K) | °C | °C | d/a | Kd/a | kKh/a |  | Design temperature for heat pump |  |  |  | W/(m²K) | °C | °C | d/a | Kd/a | kKh/a |  | Design temperature for heat pump |  |  |  | W/(m²K) | °C | °C | d/a | Kd/a | kKh/a |  | Design temperature for heat pump |  |  |  | W/(m²K) | °C | °C | d/a | Kd/a | kKh/a |  | Design temperature for heat pump |  |  |  | W/(m²K) | °C | °C | d/a | Kd/a | kKh/a |  | Design temperature for heat pump |  |  |  | W/(m²K) | °C | °C | d/a | Kd/a | kKh/a |  | Design temperature for heat pump |  |  |  | W/(m²K) | °C | °C | d/a | Kd/a | kKh/a |  | Design temperature for heat pump |  |  |  | W/(m²K) | °C | °C | d/a | Kd/a | kKh/a |  | Design temperature for heat pump |  |  |  | W/(m²K) | °C | °C | d/a | Kd/a | kKh/a |  | Design temperature for heat pump |  |  |  | W/(m²K) | °C | °C | d/a | Kd/a | kKh/a |  | Design temperature for heat pump |  |  |  | W/(m²K) | °C | °C | d/a | Kd/a | kKh/a |  | Design temperature for heat pump |  |  |  | W/(m²K) | °C | °C | d/a | Kd/a | kKh/a |  | Design temperature for heat pump
| 0.86432 | 20 | 6.6 | 212 | 2840.8 | 68.1792 |  | -10 |  |  |  | 0.96472 | 20 | 6.6 | 212 | 2840.8 | 68.1792 |  | -15 |  |  |  | 0.88599 | 20 | 6.6 | 212 | 2840.8 | 68.1792 |  | -15 |  |  |  | 0.88945 | 20 | 6.6 | 212 | 2840.8 | 68.1792 |  | -10 |  |  |  | 0.88841 | 20 | 6.6 | 212 | 2840.8 | 68.1792 |  | -10 |  |  |  | 0.88565 | 20 | 6.6 | 212 | 2840.8 | 68.1792 |  | -10 |  |  |  | 0.88945 | 20 | 6.6 | 212 | 2840.8 | 68.1792 |  | -10 |  |  |  | 0.88911 | 20 | 6.6 | 212 | 2840.8 | 68.1792 |  | -10 |  |  |  | 0.87653 | 20 | 6.6 | 212 | 2840.8 | 68.1792 |  | -10 |  |  |  | 0.87378 | 20 | 6.6 | 212 | 2840.8 | 68.1792 |  | -10 |  |  |  | 0.87619 | 20 | 6.6 | 212 | 2840.8 | 68.1792 |  | -10 |  |  |  | 0.89725 | 20 | 6.6 | 212 | 2840.8 | 68.1792 |  | -15 |  |  |  | 0.87541 | 20 | 6.6 | 212 | 2840.8 | 68.1792 |  | -15 |  |  |  | 0.87896 | 20 | 6.6 | 212 | 2840.8 | 68.1792 |  | -15 |  |  |  | 0.87496 | 20 | 6.6 | 212 | 2840.8 | 68.1792 |  | -15 |  |  |  | 0.8826 | 20 | 6.6 | 212 | 2840.8 | 68.1792 |  | -15 |  |  |  | 0.8866 | 20 | 6.6 | 212 | 2840.8 | 68.1792 |  | -15 |  |  |  | 0.88615 | 20 | 6.6 | 212 | 2840.8 | 68.1792 |  | -15 |  |  |  | 0.87724 | 20 | 6.6 | 212 | 2840.8 | 68.1792 |  | -15
| Solar heat load during heating season Qsol | [5 empty] | 2082.7362 | 12.2948 | 0.23776 |  |  | Solar heat load during heating season Qsol | [5 empty] | 1760.0587 | 10.39 |  |  |  | Solar heat load during heating season Qsol | [5 empty] | 1760.0587 | 10.39 |  |  |  | Solar heat load during heating season Qsol | [5 empty] | 1760.0587 | 10.39 |  |  |  | Solar heat load during heating season Qsol | [5 empty] | 1760.0587 | 10.39 |  |  |  | Solar heat load during heating season Qsol | [5 empty] | 1760.0587 | 10.39 |  |  |  | Solar heat load during heating season Qsol | [5 empty] | 1760.0587 | 10.39 |  |  |  | Solar heat load during heating season Qsol | [5 empty] | 1760.0587 | 10.39 |  |  |  | Solar heat load during heating season Qsol | [5 empty] | 1760.0587 | 10.39 |  |  |  | Solar heat load during heating season Qsol | [5 empty] | 1760.0587 | 10.39 |  |  |  | Solar heat load during heating season Qsol | [5 empty] | 1760.0587 | 10.39 |  |  |  | Solar heat load during heating season Qsol | [5 empty] | 1760.0587 | 10.39 |  |  |  | Solar heat load during heating season Qsol | [5 empty] | 1760.0587 | 10.39 |  |  |  | Solar heat load during heating season Qsol | [5 empty] | 1760.0587 | 10.39 |  |  |  | Solar heat load during heating season Qsol | [5 empty] | 1760.0587 | 10.39 |  |  |  | Solar heat load during heating season Qsol | [5 empty] | 1760.0587 | 10.39 |  |  |  | Solar heat load during heating season Qsol | [5 empty] | 1760.0587 | 10.39 |  |  |  | Solar heat load during heating season Qsol | [5 empty] | 1760.0587 | 10.39 |  |  |  | Solar heat load during heating season Qsol | [5 empty] | 1760.0587 | 10.39
Window orientation | external shading Fsh | frame area fraction FF | non-perpen- dicular FW | solar energy transmittance ggl,n | window area Awindow,i | solar global radiation Isol,i |  |  |  |  | Window orientation | external shading Fsh | frame area fraction FF | non-perpen- dicular FW | solar energy transmittance ggl,n | window area Awindow,i | solar global radiation Isol,i |  |  |  |  | Window orientation | external shading Fsh | frame area fraction FF | non-perpen- dicular FW | solar energy transmittance ggl,n | window area Awindow,i | solar global radiation Isol,i |  |  |  |  | Window orientation | external shading Fsh | frame area fraction FF | non-perpen- dicular FW | solar energy transmittance ggl,n | window area Awindow,i | solar global radiation Isol,i |  |  |  |  | Window orientation | external shading Fsh | frame area fraction FF | non-perpen- dicular FW | solar energy transmittance ggl,n | window area Awindow,i | solar global radiation Isol,i |  |  |  |  | Window orientation | external shading Fsh | frame area fraction FF | non-perpen- dicular FW | solar energy transmittance ggl,n | window area Awindow,i | solar global radiation Isol,i |  |  |  |  | Window orientation | external shading Fsh | frame area fraction FF | non-perpen- dicular FW | solar energy transmittance ggl,n | window area Awindow,i | solar global radiation Isol,i |  |  |  |  | Window orientation | external shading Fsh | frame area fraction FF | non-perpen- dicular FW | solar energy transmittance ggl,n | window area Awindow,i | solar global radiation Isol,i |  |  |  |  | Window orientation | external shading Fsh | frame area fraction FF | non-perpen- dicular FW | solar energy transmittance ggl,n | window area Awindow,i | solar global radiation Isol,i |  |  |  |  | Window orientation | external shading Fsh | frame area fraction FF | non-perpen- dicular FW | solar energy transmittance ggl,n | window area Awindow,i | solar global radiation Isol,i |  |  |  |  | Window orientation | external shading Fsh | frame area fraction FF | non-perpen- dicular FW | solar energy transmittance ggl,n | window area Awindow,i | solar global radiation Isol,i |  |  |  |  | Window orientation | external shading Fsh | frame area fraction FF | non-perpen- dicular FW | solar energy transmittance ggl,n | window area Awindow,i | solar global radiation Isol,i |  |  |  |  | Window orientation | external shading Fsh | frame area fraction FF | non-perpen- dicular FW | solar energy transmittance ggl,n | window area Awindow,i | solar global radiation Isol,i |  |  |  |  | Window orientation | external shading Fsh | frame area fraction FF | non-perpen- dicular FW | solar energy transmittance ggl,n | window area Awindow,i | solar global radiation Isol,i |  |  |  |  | Window orientation | external shading Fsh | frame area fraction FF | non-perpen- dicular FW | solar energy transmittance ggl,n | window area Awindow,i | solar global radiation Isol,i |  |  |  |  | Window orientation | external shading Fsh | frame area fraction FF | non-perpen- dicular FW | solar energy transmittance ggl,n | window area Awindow,i | solar global radiation Isol,i |  |  |  |  | Window orientation | external shading Fsh | frame area fraction FF | non-perpen- dicular FW | solar energy transmittance ggl,n | window area Awindow,i | solar global radiation Isol,i |  |  |  |  | Window orientation | external shading Fsh | frame area fraction FF | non-perpen- dicular FW | solar energy transmittance ggl,n | window area Awindow,i | solar global radiation Isol,i |  |  |  |  | Window orientation | external shading Fsh | frame area fraction FF | non-perpen- dicular FW | solar energy transmittance ggl,n | window area Awindow,i | solar global radiation Isol,i
[6 empty] | kWh/(m²a) | kWh/a | [9 empty] | kWh/(m²a) | kWh/a | [9 empty] | kWh/(m²a) | kWh/a | [9 empty] | kWh/(m²a) | kWh/a | [9 empty] | kWh/(m²a) | kWh/a | [9 empty] | kWh/(m²a) | kWh/a | [9 empty] | kWh/(m²a) | kWh/a | [9 empty] | kWh/(m²a) | kWh/a | [9 empty] | kWh/(m²a) | kWh/a | [9 empty] | kWh/(m²a) | kWh/a | [9 empty] | kWh/(m²a) | kWh/a | [9 empty] | kWh/(m²a) | kWh/a | [9 empty] | kWh/(m²a) | kWh/a | [9 empty] | kWh/(m²a) | kWh/a | [9 empty] | kWh/(m²a) | kWh/a | [9 empty] | kWh/(m²a) | kWh/a | [9 empty] | kWh/(m²a) | kWh/a | [9 empty] | kWh/(m²a) | kWh/a | [9 empty] | kWh/(m²a) | kWh/a
Horizontal | 0.8 | 0.3 | 0.9 | 0.71 |  | 324 |  |  |  |  | Horizontal | 0.8 | 0.3 | 0.9 | 0.6 |  | 324 |  |  |  |  | Horizontal | 0.8 | 0.3 | 0.9 | 0.6 |  | 324 |  |  |  |  | Horizontal | 0.8 | 0.3 | 0.9 | 0.6 |  | 324 |  |  |  |  | Horizontal | 0.8 | 0.3 | 0.9 | 0.6 |  | 324 |  |  |  |  | Horizontal | 0.8 | 0.3 | 0.9 | 0.6 |  | 324 |  |  |  |  | Horizontal | 0.8 | 0.3 | 0.9 | 0.6 |  | 324 |  |  |  |  | Horizontal | 0.8 | 0.3 | 0.9 | 0.6 |  | 324 |  |  |  |  | Horizontal | 0.8 | 0.3 | 0.9 | 0.6 |  | 324 |  |  |  |  | Horizontal | 0.8 | 0.3 | 0.9 | 0.6 |  | 324 |  |  |  |  | Horizontal | 0.8 | 0.3 | 0.9 | 0.6 |  | 324 |  |  |  |  | Horizontal | 0.8 | 0.3 | 0.9 | 0.6 |  | 324 |  |  |  |  | Horizontal | 0.8 | 0.3 | 0.9 | 0.6 |  | 324 |  |  |  |  | Horizontal | 0.8 | 0.3 | 0.9 | 0.6 |  | 324 |  |  |  |  | Horizontal | 0.8 | 0.3 | 0.9 | 0.6 |  | 324 |  |  |  |  | Horizontal | 0.8 | 0.3 | 0.9 | 0.6 |  | 324 |  |  |  |  | Horizontal | 0.8 | 0.3 | 0.9 | 0.6 |  | 324 |  |  |  |  | Horizontal | 0.8 | 0.3 | 0.9 | 0.6 |  | 324 |  |  |  |  | Horizontal | 0.8 | 0.3 | 0.9 | 0.6 |  | 324
East | 0.6 | 0.3 | 0.9 | 0.71 | 17.4 | 225 | 1050.7077 |  |  |  | East | 0.6 | 0.3 | 0.9 | 0.6 | 17.4 | 225 | 887.922 |  |  |  | East | 0.6 | 0.3 | 0.9 | 0.6 | 17.4 | 225 | 887.922 |  |  |  | East | 0.6 | 0.3 | 0.9 | 0.6 | 17.4 | 225 | 887.922 |  |  |  | East | 0.6 | 0.3 | 0.9 | 0.6 | 17.4 | 225 | 887.922 |  |  |  | East | 0.6 | 0.3 | 0.9 | 0.6 | 17.4 | 225 | 887.922 |  |  |  | East | 0.6 | 0.3 | 0.9 | 0.6 | 17.4 | 225 | 887.922 |  |  |  | East | 0.6 | 0.3 | 0.9 | 0.6 | 17.4 | 225 | 887.922 |  |  |  | East | 0.6 | 0.3 | 0.9 | 0.6 | 17.4 | 225 | 887.922 |  |  |  | East | 0.6 | 0.3 | 0.9 | 0.6 | 17.4 | 225 | 887.922 |  |  |  | East | 0.6 | 0.3 | 0.9 | 0.6 | 17.4 | 225 | 887.922 |  |  |  | East | 0.6 | 0.3 | 0.9 | 0.6 | 17.4 | 225 | 887.922 |  |  |  | East | 0.6 | 0.3 | 0.9 | 0.6 | 17.4 | 225 | 887.922 |  |  |  | East | 0.6 | 0.3 | 0.9 | 0.6 | 17.4 | 225 | 887.922 |  |  |  | East | 0.6 | 0.3 | 0.9 | 0.6 | 17.4 | 225 | 887.922 |  |  |  | East | 0.6 | 0.3 | 0.9 | 0.6 | 17.4 | 225 | 887.922 |  |  |  | East | 0.6 | 0.3 | 0.9 | 0.6 | 17.4 | 225 | 887.922 |  |  |  | East | 0.6 | 0.3 | 0.9 | 0.6 | 17.4 | 225 | 887.922 |  |  |  | East | 0.6 | 0.3 | 0.9 | 0.6 | 17.4 | 225 | 887.922
South | 0.6 | 0.3 | 0.9 | 0.71 |  | 402 |  |  |  |  | South | 0.6 | 0.3 | 0.9 | 0.6 |  | 402 |  |  |  |  | South | 0.6 | 0.3 | 0.9 | 0.6 |  | 402 |  |  |  |  | South | 0.6 | 0.3 | 0.9 | 0.6 |  | 402 |  |  |  |  | South | 0.6 | 0.3 | 0.9 | 0.6 |  | 402 |  |  |  |  | South | 0.6 | 0.3 | 0.9 | 0.6 |  | 402 |  |  |  |  | South | 0.6 | 0.3 | 0.9 | 0.6 |  | 402 |  |  |  |  | South | 0.6 | 0.3 | 0.9 | 0.6 |  | 402 |  |  |  |  | South | 0.6 | 0.3 | 0.9 | 0.6 |  | 402 |  |  |  |  | South | 0.6 | 0.3 | 0.9 | 0.6 |  | 402 |  |  |  |  | South | 0.6 | 0.3 | 0.9 | 0.6 |  | 402 |  |  |  |  | South | 0.6 | 0.3 | 0.9 | 0.6 |  | 402 |  |  |  |  | South | 0.6 | 0.3 | 0.9 | 0.6 |  | 402 |  |  |  |  | South | 0.6 | 0.3 | 0.9 | 0.6 |  | 402 |  |  |  |  | South | 0.6 | 0.3 | 0.9 | 0.6 |  | 402 |  |  |  |  | South | 0.6 | 0.3 | 0.9 | 0.6 |  | 402 |  |  |  |  | South | 0.6 | 0.3 | 0.9 | 0.6 |  | 402 |  |  |  |  | South | 0.6 | 0.3 | 0.9 | 0.6 |  | 402 |  |  |  |  | South | 0.6 | 0.3 | 0.9 | 0.6 |  | 402
West | 0.6 | 0.3 | 0.9 | 0.71 | 17.4 | 221 | 1032.0285 |  |  |  | West | 0.6 | 0.3 | 0.9 | 0.6 | 17.4 | 221 | 872.1367 |  |  |  | West | 0.6 | 0.3 | 0.9 | 0.6 | 17.4 | 221 | 872.1367 |  |  |  | West | 0.6 | 0.3 | 0.9 | 0.6 | 17.4 | 221 | 872.1367 |  |  |  | West | 0.6 | 0.3 | 0.9 | 0.6 | 17.4 | 221 | 872.1367 |  |  |  | West | 0.6 | 0.3 | 0.9 | 0.6 | 17.4 | 221 | 872.1367 |  |  |  | West | 0.6 | 0.3 | 0.9 | 0.6 | 17.4 | 221 | 872.1367 |  |  |  | West | 0.6 | 0.3 | 0.9 | 0.6 | 17.4 | 221 | 872.1367 |  |  |  | West | 0.6 | 0.3 | 0.9 | 0.6 | 17.4 | 221 | 872.1367 |  |  |  | West | 0.6 | 0.3 | 0.9 | 0.6 | 17.4 | 221 | 872.1367 |  |  |  | West | 0.6 | 0.3 | 0.9 | 0.6 | 17.4 | 221 | 872.1367 |  |  |  | West | 0.6 | 0.3 | 0.9 | 0.6 | 17.4 | 221 | 872.1367 |  |  |  | West | 0.6 | 0.3 | 0.9 | 0.6 | 17.4 | 221 | 872.1367 |  |  |  | West | 0.6 | 0.3 | 0.9 | 0.6 | 17.4 | 221 | 872.1367 |  |  |  | West | 0.6 | 0.3 | 0.9 | 0.6 | 17.4 | 221 | 872.1367 |  |  |  | West | 0.6 | 0.3 | 0.9 | 0.6 | 17.4 | 221 | 872.1367 |  |  |  | West | 0.6 | 0.3 | 0.9 | 0.6 | 17.4 | 221 | 872.1367 |  |  |  | West | 0.6 | 0.3 | 0.9 | 0.6 | 17.4 | 221 | 872.1367 |  |  |  | West | 0.6 | 0.3 | 0.9 | 0.6 | 17.4 | 221 | 872.1367
North | 0.6 | 0.3 | 0.9 | 0.71 |  | 115 |  |  |  |  | North | 0.6 | 0.3 | 0.9 | 0.6 |  | 115 |  |  |  |  | North | 0.6 | 0.3 | 0.9 | 0.6 |  | 115 |  |  |  |  | North | 0.6 | 0.3 | 0.9 | 0.6 |  | 115 |  |  |  |  | North | 0.6 | 0.3 | 0.9 | 0.6 |  | 115 |  |  |  |  | North | 0.6 | 0.3 | 0.9 | 0.6 |  | 115 |  |  |  |  | North | 0.6 | 0.3 | 0.9 | 0.6 |  | 115 |  |  |  |  | North | 0.6 | 0.3 | 0.9 | 0.6 |  | 115 |  |  |  |  | North | 0.6 | 0.3 | 0.9 | 0.6 |  | 115 |  |  |  |  | North | 0.6 | 0.3 | 0.9 | 0.6 |  | 115 |  |  |  |  | North | 0.6 | 0.3 | 0.9 | 0.6 |  | 115 |  |  |  |  | North | 0.6 | 0.3 | 0.9 | 0.6 |  | 115 |  |  |  |  | North | 0.6 | 0.3 | 0.9 | 0.6 |  | 115 |  |  |  |  | North | 0.6 | 0.3 | 0.9 | 0.6 |  | 115 |  |  |  |  | North | 0.6 | 0.3 | 0.9 | 0.6 |  | 115 |  |  |  |  | North | 0.6 | 0.3 | 0.9 | 0.6 |  | 115 |  |  |  |  | North | 0.6 | 0.3 | 0.9 | 0.6 |  | 115 |  |  |  |  | North | 0.6 | 0.3 | 0.9 | 0.6 |  | 115 |  |  |  |  | North | 0.6 | 0.3 | 0.9 | 0.6 |  | 115
| Internal heat sources Qint | [5 empty] | 2585.7216 | 15.264 | 0.29517 |  |  | Internal heat sources Qint | [5 empty] | 2585.7216 | 15.264 |  |  |  | Internal heat sources Qint | [5 empty] | 2585.7216 | 15.264 |  |  |  | Internal heat sources Qint | [5 empty] | 2585.7216 | 15.264 |  |  |  | Internal heat sources Qint | [5 empty] | 2585.7216 | 15.264 |  |  |  | Internal heat sources Qint | [5 empty] | 2585.7216 | 15.264 |  |  |  | Internal heat sources Qint | [5 empty] | 2585.7216 | 15.264 |  |  |  | Internal heat sources Qint | [5 empty] | 2585.7216 | 15.264 |  |  |  | Internal heat sources Qint | [5 empty] | 2585.7216 | 15.264 |  |  |  | Internal heat sources Qint | [5 empty] | 2585.7216 | 15.264 |  |  |  | Internal heat sources Qint | [5 empty] | 2585.7216 | 15.264 |  |  |  | Internal heat sources Qint | [5 empty] | 2585.7216 | 15.264 |  |  |  | Internal heat sources Qint | [5 empty] | 2585.7216 | 15.264 |  |  |  | Internal heat sources Qint | [5 empty] | 2585.7216 | 15.264 |  |  |  | Internal heat sources Qint | [5 empty] | 2585.7216 | 15.264 |  |  |  | Internal heat sources Qint | [5 empty] | 2585.7216 | 15.264 |  |  |  | Internal heat sources Qint | [5 empty] | 2585.7216 | 15.264 |  |  |  | Internal heat sources Qint | [5 empty] | 2585.7216 | 15.264 |  |  |  | Internal heat sources Qint | [5 empty] | 2585.7216 | 15.264
|  | internal heat sources | heating days | [9 empty] | internal heat sources | heating days | [9 empty] | internal heat sources | heating days | [9 empty] | internal heat sources | heating days | [9 empty] | internal heat sources | heating days | [9 empty] | internal heat sources | heating days | [9 empty] | internal heat sources | heating days | [9 empty] | internal heat sources | heating days | [9 empty] | internal heat sources | heating days | [9 empty] | internal heat sources | heating days | [9 empty] | internal heat sources | heating days | [9 empty] | internal heat sources | heating days | [9 empty] | internal heat sources | heating days | [9 empty] | internal heat sources | heating days | [9 empty] | internal heat sources | heating days | [9 empty] | internal heat sources | heating days | [9 empty] | internal heat sources | heating days | [9 empty] | internal heat sources | heating days | [9 empty] | internal heat sources | heating days
|  | ji | dhs | [9 empty] | ji | dhs | [9 empty] | ji | dhs | [9 empty] | ji | dhs | [9 empty] | ji | dhs | [9 empty] | ji | dhs | [9 empty] | ji | dhs | [9 empty] | ji | dhs | [9 empty] | ji | dhs | [9 empty] | ji | dhs | [9 empty] | ji | dhs | [9 empty] | ji | dhs | [9 empty] | ji | dhs | [9 empty] | ji | dhs | [9 empty] | ji | dhs | [9 empty] | ji | dhs | [9 empty] | ji | dhs | [9 empty] | ji | dhs | [9 empty] | ji | dhs
| kh/d | W/m² | d/a | [8 empty] | kh/d | W/m² | d/a | [8 empty] | kh/d | W/m² | d/a | [8 empty] | kh/d | W/m² | d/a | [8 empty] | kh/d | W/m² | d/a | [8 empty] | kh/d | W/m² | d/a | [8 empty] | kh/d | W/m² | d/a | [8 empty] | kh/d | W/m² | d/a | [8 empty] | kh/d | W/m² | d/a | [8 empty] | kh/d | W/m² | d/a | [8 empty] | kh/d | W/m² | d/a | [8 empty] | kh/d | W/m² | d/a | [8 empty] | kh/d | W/m² | d/a | [8 empty] | kh/d | W/m² | d/a | [8 empty] | kh/d | W/m² | d/a | [8 empty] | kh/d | W/m² | d/a | [8 empty] | kh/d | W/m² | d/a | [8 empty] | kh/d | W/m² | d/a | [8 empty] | kh/d | W/m² | d/a
| 0.024 | 3 | 212 | [8 empty] | 0.024 | 3 | 212 | [8 empty] | 0.024 | 3 | 212 | [8 empty] | 0.024 | 3 | 212 | [8 empty] | 0.024 | 3 | 212 | [8 empty] | 0.024 | 3 | 212 | [8 empty] | 0.024 | 3 | 212 | [8 empty] | 0.024 | 3 | 212 | [8 empty] | 0.024 | 3 | 212 | [8 empty] | 0.024 | 3 | 212 | [8 empty] | 0.024 | 3 | 212 | [8 empty] | 0.024 | 3 | 212 | [8 empty] | 0.024 | 3 | 212 | [8 empty] | 0.024 | 3 | 212 | [8 empty] | 0.024 | 3 | 212 | [8 empty] | 0.024 | 3 | 212 | [8 empty] | 0.024 | 3 | 212 | [8 empty] | 0.024 | 3 | 212 | [8 empty] | 0.024 | 3 | 212
| Gain utilization factor for heating | [5 empty] | 0.92225 |  |  |  |  | Gain utilization factor for heating | [5 empty] | 0.92886 |  |  |  |  | Gain utilization factor for heating | [5 empty] | 0.9269 |  |  |  |  | Gain utilization factor for heating | [5 empty] | 0.92668 |  |  |  |  | Gain utilization factor for heating | [5 empty] | 0.92675 |  |  |  |  | Gain utilization factor for heating | [5 empty] | 0.92691 |  |  |  |  | Gain utilization factor for heating | [5 empty] | 0.92668 |  |  |  |  | Gain utilization factor for heating | [5 empty] | 0.92671 |  |  |  |  | Gain utilization factor for heating | [5 empty] | 0.92775 |  |  |  |  | Gain utilization factor for heating | [5 empty] | 0.92785 |  |  |  |  | Gain utilization factor for heating | [5 empty] | 0.92776 |  |  |  |  | Gain utilization factor for heating | [5 empty] | 0.92601 |  |  |  |  | Gain utilization factor for heating | [5 empty] | 0.92779 |  |  |  |  | Gain utilization factor for heating | [5 empty] | 0.92766 |  |  |  |  | Gain utilization factor for heating | [5 empty] | 0.92781 |  |  |  |  | Gain utilization factor for heating | [5 empty] | 0.92751 |  |  |  |  | Gain utilization factor for heating | [5 empty] | 0.92733 |  |  |  |  | Gain utilization factor for heating | [5 empty] | 0.92735 |  |  |  |  | Gain utilization factor for heating | [5 empty] | 0.92773
| internal heat capacity per m² AC,ref | [5 empty] | 45 |  |  |  |  | internal heat capacity per m² AC,ref | [5 empty] | 45 |  |  |  |  | internal heat capacity per m² AC,ref | [5 empty] | 45 |  |  |  |  | internal heat capacity per m² AC,ref | [5 empty] | 45 |  |  |  |  | internal heat capacity per m² AC,ref | [5 empty] | 45 |  |  |  |  | internal heat capacity per m² AC,ref | [5 empty] | 45 |  |  |  |  | internal heat capacity per m² AC,ref | [5 empty] | 45 |  |  |  |  | internal heat capacity per m² AC,ref | [5 empty] | 45 |  |  |  |  | internal heat capacity per m² AC,ref | [5 empty] | 45 |  |  |  |  | internal heat capacity per m² AC,ref | [5 empty] | 45 |  |  |  |  | internal heat capacity per m² AC,ref | [5 empty] | 45 |  |  |  |  | internal heat capacity per m² AC,ref | [5 empty] | 45 |  |  |  |  | internal heat capacity per m² AC,ref | [5 empty] | 45 |  |  |  |  | internal heat capacity per m² AC,ref | [5 empty] | 45 |  |  |  |  | internal heat capacity per m² AC,ref | [5 empty] | 45 |  |  |  |  | internal heat capacity per m² AC,ref | [5 empty] | 45 |  |  |  |  | internal heat capacity per m² AC,ref | [5 empty] | 45 |  |  |  |  | internal heat capacity per m² AC,ref | [5 empty] | 45 |  |  |  |  | internal heat capacity per m² AC,ref | [5 empty] | 45
| time constant of the building T | [5 empty] | 16.3606 |  |  |  |  | time constant of the building T | [5 empty] | 40.8565 |  |  |  |  | time constant of the building T | [5 empty] | 23.3116 |  |  |  |  | time constant of the building T | [5 empty] | 24.6369 |  |  |  |  | time constant of the building T | [5 empty] | 24.2224 |  |  |  |  | time constant of the building T | [5 empty] | 23.1911 |  |  |  |  | time constant of the building T | [5 empty] | 24.6369 |  |  |  |  | time constant of the building T | [5 empty] | 24.5024 |  |  |  |  | time constant of the building T | [5 empty] | 19.5726 |  |  |  |  | time constant of the building T | [5 empty] | 18.8937 |  |  |  |  | time constant of the building T | [5 empty] | 19.4876 |  |  |  |  | time constant of the building T | [5 empty] | 28.2549 |  |  |  |  | time constant of the building T | [5 empty] | 19.291 |  |  |  |  | time constant of the building T | [5 empty] | 20.2151 |  |  |  |  | time constant of the building T | [5 empty] | 19.1799 |  |  |  |  | time constant of the building T | [5 empty] | 21.2555 |  |  |  |  | time constant of the building T | [5 empty] | 22.5344 |  |  |  |  | time constant of the building T | [5 empty] | 22.3829 |  |  |  |  | time constant of the building T | [5 empty] | 19.755
| parameter aH | [5 empty] | 1.3454 |  |  |  |  | parameter aH | [5 empty] | 2.1619 |  |  |  |  | parameter aH | [5 empty] | 1.5771 |  |  |  |  | parameter aH | [5 empty] | 1.6212 |  |  |  |  | parameter aH | [5 empty] | 1.6074 |  |  |  |  | parameter aH | [5 empty] | 1.573 |  |  |  |  | parameter aH | [5 empty] | 1.6212 |  |  |  |  | parameter aH | [5 empty] | 1.6167 |  |  |  |  | parameter aH | [5 empty] | 1.4524 |  |  |  |  | parameter aH | [5 empty] | 1.4298 |  |  |  |  | parameter aH | [5 empty] | 1.4496 |  |  |  |  | parameter aH | [5 empty] | 1.7418 |  |  |  |  | parameter aH | [5 empty] | 1.443 |  |  |  |  | parameter aH | [5 empty] | 1.4738 |  |  |  |  | parameter aH | [5 empty] | 1.4393 |  |  |  |  | parameter aH | [5 empty] | 1.5085 |  |  |  |  | parameter aH | [5 empty] | 1.5511 |  |  |  |  | parameter aH | [5 empty] | 1.5461 |  |  |  |  | parameter aH | [5 empty] | 1.4585
| heat balance ratio for the heating mode | [5 empty] | 0.17003 |  |  |  |  | heat balance ratio for the heating mode | [5 empty] | 0.35412 |  |  |  |  | heat balance ratio for the heating mode | [5 empty] | 0.22001 |  |  |  |  | heat balance ratio for the heating mode | [5 empty] | 0.23161 |  |  |  |  | heat balance ratio for the heating mode | [5 empty] | 0.22798 |  |  |  |  | heat balance ratio for the heating mode | [5 empty] | 0.21895 |  |  |  |  | heat balance ratio for the heating mode | [5 empty] | 0.23161 |  |  |  |  | heat balance ratio for the heating mode | [5 empty] | 0.23043 |  |  |  |  | heat balance ratio for the heating mode | [5 empty] | 0.18671 |  |  |  |  | heat balance ratio for the heating mode | [5 empty] | 0.1808 |  |  |  |  | heat balance ratio for the heating mode | [5 empty] | 0.18597 |  |  |  |  | heat balance ratio for the heating mode | [5 empty] | 0.26331 |  |  |  |  | heat balance ratio for the heating mode | [5 empty] | 0.18426 |  |  |  |  | heat balance ratio for the heating mode | [5 empty] | 0.19231 |  |  |  |  | heat balance ratio for the heating mode | [5 empty] | 0.18329 |  |  |  |  | heat balance ratio for the heating mode | [5 empty] | 0.20137 |  |  |  |  | heat balance ratio for the heating mode | [5 empty] | 0.21252 |  |  |  |  | heat balance ratio for the heating mode | [5 empty] | 0.2112 |  |  |  |  | heat balance ratio for the heating mode | [5 empty] | 0.1883
| Energy need for heating QH,nd | [5 empty] | 23151.4099 | 136.6671 |  |  |  | Energy need for heating QH,nd | [5 empty] | 8235.3982 | 48.6151 |  |  |  | Energy need for heating QH,nd | [5 empty] | 15724.924 | 92.8272 |  |  |  | Energy need for heating QH,nd | [5 empty] | 14736.322 | 86.9913 |  |  |  | Energy need for heating QH,nd | [5 empty] | 15034.7419 | 88.7529 |  |  |  | Energy need for heating QH,nd | [5 empty] | 15819.9524 | 93.3881 |  |  |  | Energy need for heating QH,nd | [5 empty] | 14736.322 | 86.9913 |  |  |  | Energy need for heating QH,nd | [5 empty] | 14832.1366 | 87.5569 |  |  |  | Energy need for heating QH,nd | [5 empty] | 19243.5319 | 113.5982 |  |  |  | Energy need for heating QH,nd | [5 empty] | 20003.6373 | 118.0852 |  |  |  | Energy need for heating QH,nd | [5 empty] | 19336.0678 | 114.1444 |  |  |  | Energy need for heating QH,nd | [5 empty] | 12480.002 | 73.6718 |  |  |  | Energy need for heating QH,nd | [5 empty] | 19552.9532 | 115.4248 |  |  |  | Energy need for heating QH,nd | [5 empty] | 18566.7284 | 109.6029 |  |  |  | Energy need for heating QH,nd | [5 empty] | 19677.3212 | 116.1589 |  |  |  | Energy need for heating QH,nd | [5 empty] | 17550.1331 | 103.6017 |  |  |  | Energy need for heating QH,nd | [5 empty] | 16418.482 | 96.9214 |  |  |  | Energy need for heating QH,nd | [5 empty] | 16546.3206 | 97.676 |  |  |  | Energy need for heating QH,nd | [5 empty] | 19047.3638 | 112.4402
| Qht – hh,gn × (Qsol + Qint) | [7 empty] | 14.1167 | [10 empty] | 5.0216 | [10 empty] | 9.5884 | [10 empty] | 8.9856 | [10 empty] | 9.1675 | [10 empty] | 9.6463 | [10 empty] | 8.9856 | [10 empty] | 9.044 | [10 empty] | 11.7339 | [10 empty] | 12.1973 | [10 empty] | 11.7903 | [10 empty] | 7.6098 | [10 empty] | 11.9225 | [10 empty] | 11.3212 | [10 empty] | 11.9984 | [10 empty] | 10.7013 | [10 empty] | 10.0113 | [10 empty] | 10.0892 | [10 empty] | 11.6142
Energy balance calculation - System Performance | [11 empty] | Energy balance calculation - System Performance | [10 empty] | Energy balance calculation - System Performance | [10 empty] | Energy balance calculation - System Performance | [10 empty] | Energy balance calculation - System Performance | [10 empty] | Energy balance calculation - System Performance | [10 empty] | Energy balance calculation - System Performance | [10 empty] | Energy balance calculation - System Performance | [10 empty] | Energy balance calculation - System Performance | [10 empty] | Energy balance calculation - System Performance | [10 empty] | Energy balance calculation - System Performance | [10 empty] | Energy balance calculation - System Performance | [10 empty] | Energy balance calculation - System Performance | [10 empty] | Energy balance calculation - System Performance | [10 empty] | Energy balance calculation - System Performance | [10 empty] | Energy balance calculation - System Performance | [10 empty] | Energy balance calculation - System Performance | [10 empty] | Energy balance calculation - System Performance | [10 empty] | Energy balance calculation - System Performance
| Space heating system | [11 empty] | Space heating system | [10 empty] | Space heating system | [10 empty] | Space heating system | [10 empty] | Space heating system | [10 empty] | Space heating system | [10 empty] | Space heating system | [10 empty] | Space heating system | [10 empty] | Space heating system | [10 empty] | Space heating system | [10 empty] | Space heating system | [10 empty] | Space heating system | [10 empty] | Space heating system | [10 empty] | Space heating system | [10 empty] | Space heating system | [10 empty] | Space heating system | [10 empty] | Space heating system | [10 empty] | Space heating system | [10 empty] | Space heating system
| energy need space heating | – usable contribution of hot water system | – usable contrib. of vent. heat recovery | + losses distribution and heat emission | + losses storage | heat generator output | [6 empty] | energy need space heating | – usable contribution of hot water system | – usable contrib. of vent. heat recovery | + losses distribution and heat emission | + losses storage | heat generator output | [5 empty] | energy need space heating | – usable contribution of hot water system | – usable contrib. of vent. heat recovery | + losses distribution and heat emission | + losses storage | heat generator output | [5 empty] | energy need space heating | – usable contribution of hot water system | – usable contrib. of vent. heat recovery | + losses distribution and heat emission | + losses storage | heat generator output | [5 empty] | energy need space heating | – usable contribution of hot water system | – usable contrib. of vent. heat recovery | + losses distribution and heat emission | + losses storage | heat generator output | [5 empty] | energy need space heating | – usable contribution of hot water system | – usable contrib. of vent. heat recovery | + losses distribution and heat emission | + losses storage | heat generator output | [5 empty] | energy need space heating | – usable contribution of hot water system | – usable contrib. of vent. heat recovery | + losses distribution and heat emission | + losses storage | heat generator output | [5 empty] | energy need space heating | – usable contribution of hot water system | – usable contrib. of vent. heat recovery | + losses distribution and heat emission | + losses storage | heat generator output | [5 empty] | energy need space heating | – usable contribution of hot water system | – usable contrib. of vent. heat recovery | + losses distribution and heat emission | + losses storage | heat generator output | [5 empty] | energy need space heating | – usable contribution of hot water system | – usable contrib. of vent. heat recovery | + losses distribution and heat emission | + losses storage | heat generator output | [5 empty] | energy need space heating | – usable contribution of hot water system | – usable contrib. of vent. heat recovery | + losses distribution and heat emission | + losses storage | heat generator output | [5 empty] | energy need space heating | – usable contribution of hot water system | – usable contrib. of vent. heat recovery | + losses distribution and heat emission | + losses storage | heat generator output | [5 empty] | energy need space heating | – usable contribution of hot water system | – usable contrib. of vent. heat recovery | + losses distribution and heat emission | + losses storage | heat generator output | [5 empty] | energy need space heating | – usable contribution of hot water system | – usable contrib. of vent. heat recovery | + losses distribution and heat emission | + losses storage | heat generator output | [5 empty] | energy need space heating | – usable contribution of hot water system | – usable contrib. of vent. heat recovery | + losses distribution and heat emission | + losses storage | heat generator output | [5 empty] | energy need space heating | – usable contribution of hot water system | – usable contrib. of vent. heat recovery | + losses distribution and heat emission | + losses storage | heat generator output | [5 empty] | energy need space heating | – usable contribution of hot water system | – usable contrib. of vent. heat recovery | + losses distribution and heat emission | + losses storage | heat generator output | [5 empty] | energy need space heating | – usable contribution of hot water system | – usable contrib. of vent. heat recovery | + losses distribution and heat emission | + losses storage | heat generator output | [5 empty] | energy need space heating | – usable contribution of hot water system | – usable contrib. of vent. heat recovery | + losses distribution and heat emission | + losses storage | heat generator output
| qnd,h | hh,gn · qw,h | hh,gn · qve,h,rec | qd,h | qs,h | qg,h,out = qnd,h - qw,h - qve,h,rec + qd,h + qs,h | [6 empty] | qnd,h | hh,gn · qw,h | hh,gn · qve,h,rec | qd,h | qs,h | qg,h,out = qnd,h - qw,h - qve,h,rec + qd,h + qs,h | [5 empty] | qnd,h | hh,gn · qw,h | hh,gn · qve,h,rec | qd,h | qs,h | qg,h,out = qnd,h - qw,h - qve,h,rec + qd,h + qs,h | [5 empty] | qnd,h | hh,gn · qw,h | hh,gn · qve,h,rec | qd,h | qs,h | qg,h,out = qnd,h - qw,h - qve,h,rec + qd,h + qs,h | [5 empty] | qnd,h | hh,gn · qw,h | hh,gn · qve,h,rec | qd,h | qs,h | qg,h,out = qnd,h - qw,h - qve,h,rec + qd,h + qs,h | [5 empty] | qnd,h | hh,gn · qw,h | hh,gn · qve,h,rec | qd,h | qs,h | qg,h,out = qnd,h - qw,h - qve,h,rec + qd,h + qs,h | [5 empty] | qnd,h | hh,gn · qw,h | hh,gn · qve,h,rec | qd,h | qs,h | qg,h,out = qnd,h - qw,h - qve,h,rec + qd,h + qs,h | [5 empty] | qnd,h | hh,gn · qw,h | hh,gn · qve,h,rec | qd,h | qs,h | qg,h,out = qnd,h - qw,h - qve,h,rec + qd,h + qs,h | [5 empty] | qnd,h | hh,gn · qw,h | hh,gn · qve,h,rec | qd,h | qs,h | qg,h,out = qnd,h - qw,h - qve,h,rec + qd,h + qs,h | [5 empty] | qnd,h | hh,gn · qw,h | hh,gn · qve,h,rec | qd,h | qs,h | qg,h,out = qnd,h - qw,h - qve,h,rec + qd,h + qs,h | [5 empty] | qnd,h | hh,gn · qw,h | hh,gn · qve,h,rec | qd,h | qs,h | qg,h,out = qnd,h - qw,h - qve,h,rec + qd,h + qs,h | [5 empty] | qnd,h | hh,gn · qw,h | hh,gn · qve,h,rec | qd,h | qs,h | qg,h,out = qnd,h - qw,h - qve,h,rec + qd,h + qs,h | [5 empty] | qnd,h | hh,gn · qw,h | hh,gn · qve,h,rec | qd,h | qs,h | qg,h,out = qnd,h - qw,h - qve,h,rec + qd,h + qs,h | [5 empty] | qnd,h | hh,gn · qw,h | hh,gn · qve,h,rec | qd,h | qs,h | qg,h,out = qnd,h - qw,h - qve,h,rec + qd,h + qs,h | [5 empty] | qnd,h | hh,gn · qw,h | hh,gn · qve,h,rec | qd,h | qs,h | qg,h,out = qnd,h - qw,h - qve,h,rec + qd,h + qs,h | [5 empty] | qnd,h | hh,gn · qw,h | hh,gn · qve,h,rec | qd,h | qs,h | qg,h,out = qnd,h - qw,h - qve,h,rec + qd,h + qs,h | [5 empty] | qnd,h | hh,gn · qw,h | hh,gn · qve,h,rec | qd,h | qs,h | qg,h,out = qnd,h - qw,h - qve,h,rec + qd,h + qs,h | [5 empty] | qnd,h | hh,gn · qw,h | hh,gn · qve,h,rec | qd,h | qs,h | qg,h,out = qnd,h - qw,h - qve,h,rec + qd,h + qs,h | [5 empty] | qnd,h | hh,gn · qw,h | hh,gn · qve,h,rec | qd,h | qs,h | qg,h,out = qnd,h - qw,h - qve,h,rec + qd,h + qs,h
| kWh/(m²a) | kWh/(m²a) | kWh/(m²a) | kWh/(m²a) | kWh/(m²a) | kWh/(m²a) | [6 empty] | kWh/(m²a) | kWh/(m²a) | kWh/(m²a) | kWh/(m²a) | kWh/(m²a) | kWh/(m²a) | [5 empty] | kWh/(m²a) | kWh/(m²a) | kWh/(m²a) | kWh/(m²a) | kWh/(m²a) | kWh/(m²a) | [5 empty] | kWh/(m²a) | kWh/(m²a) | kWh/(m²a) | kWh/(m²a) | kWh/(m²a) | kWh/(m²a) | [5 empty] | kWh/(m²a) | kWh/(m²a) | kWh/(m²a) | kWh/(m²a) | kWh/(m²a) | kWh/(m²a) | [5 empty] | kWh/(m²a) | kWh/(m²a) | kWh/(m²a) | kWh/(m²a) | kWh/(m²a) | kWh/(m²a) | [5 empty] | kWh/(m²a) | kWh/(m²a) | kWh/(m²a) | kWh/(m²a) | kWh/(m²a) | kWh/(m²a) | [5 empty] | kWh/(m²a) | kWh/(m²a) | kWh/(m²a) | kWh/(m²a) | kWh/(m²a) | kWh/(m²a) | [5 empty] | kWh/(m²a) | kWh/(m²a) | kWh/(m²a) | kWh/(m²a) | kWh/(m²a) | kWh/(m²a) | [5 empty] | kWh/(m²a) | kWh/(m²a) | kWh/(m²a) | kWh/(m²a) | kWh/(m²a) | kWh/(m²a) | [5 empty] | kWh/(m²a) | kWh/(m²a) | kWh/(m²a) | kWh/(m²a) | kWh/(m²a) | kWh/(m²a) | [5 empty] | kWh/(m²a) | kWh/(m²a) | kWh/(m²a) | kWh/(m²a) | kWh/(m²a) | kWh/(m²a) | [5 empty] | kWh/(m²a) | kWh/(m²a) | kWh/(m²a) | kWh/(m²a) | kWh/(m²a) | kWh/(m²a) | [5 empty] | kWh/(m²a) | kWh/(m²a) | kWh/(m²a) | kWh/(m²a) | kWh/(m²a) | kWh/(m²a) | [5 empty] | kWh/(m²a) | kWh/(m²a) | kWh/(m²a) | kWh/(m²a) | kWh/(m²a) | kWh/(m²a) | [5 empty] | kWh/(m²a) | kWh/(m²a) | kWh/(m²a) | kWh/(m²a) | kWh/(m²a) | kWh/(m²a) | [5 empty] | kWh/(m²a) | kWh/(m²a) | kWh/(m²a) | kWh/(m²a) | kWh/(m²a) | kWh/(m²a) | [5 empty] | kWh/(m²a) | kWh/(m²a) | kWh/(m²a) | kWh/(m²a) | kWh/(m²a) | kWh/(m²a) | [5 empty] | kWh/(m²a) | kWh/(m²a) | kWh/(m²a) | kWh/(m²a) | kWh/(m²a) | kWh/(m²a)
| 136.6671 | 1.1 | 0 | 6.5 | 0 | 142.0671 | [6 empty] | 48.6151 | 1.1 | 0 | 6.5 | 0 | 54.0151 | [5 empty] | 92.8272 | 1.1 | 0 | 6.5 | 0 | 98.2272 | [5 empty] | 86.9913 | 0.75779 | 24.3862 | 6.5 | 0 | 68.3472 | [5 empty] | 88.7529 | 1.1 | 0 | 6.5 | 0 | 94.1529 | [5 empty] | 93.3881 | 1.1 | 0 | 6.5 | 0 | 98.7881 | [5 empty] | 86.9913 | 1.1 | 0 | 6.5 | 0 | 92.3913 | [5 empty] | 87.5569 | 1.1 | 0 | 6.5 | 0 | 92.9569 | [5 empty] | 113.5982 | 1.1 | 0 | 6.5 | 0 | 118.9982 | [5 empty] | 118.0852 | 1.1 | 0 | 6.5 | 0 | 123.4852 | [5 empty] | 114.1444 | 1.1 | 0 | 6.5 | 0 | 119.5444 | [5 empty] | 73.6718 | 1.1 | 0 | 6.5 | 0 | 79.0718 | [5 empty] | 115.4248 | 1.1 | 0 | 6.5 | 0 | 120.8248 | [5 empty] | 109.6029 | 1.1 | 0 | 6.5 | 0 | 115.0029 | [5 empty] | 116.1589 | 1.1 | 0 | 6.5 | 0 | 121.5589 | [5 empty] | 103.6017 | 1.1 | 0 | 6.5 | 0 | 109.0017 | [5 empty] | 96.9214 | 1.1 | 0 | 6.5 | 0 | 102.3214 | [5 empty] | 97.676 | 1.1 | 0 | 6.5 | 0 | 103.076 | [5 empty] | 112.4402 | 1.1 | 0 | 6.5 | 0 | 117.8402
| Gain utilisation factor (heating contributions from DHW and vent. system) |  |  |  |  | 1 | [6 empty] | Gain utilisation factor (heating contributions from DHW and vent. system) |  |  |  |  | 1 | [5 empty] | Gain utilisation factor (heating contributions from DHW and vent. system) |  |  |  |  | 1 | [5 empty] | Gain utilisation factor (heating contributions from DHW and vent. system) |  |  |  |  | 0.83 | [5 empty] | Gain utilisation factor (heating contributions from DHW and vent. system) |  |  |  |  | 1 | [5 empty] | Gain utilisation factor (heating contributions from DHW and vent. system) |  |  |  |  | 1 | [5 empty] | Gain utilisation factor (heating contributions from DHW and vent. system) |  |  |  |  | 1 | [5 empty] | Gain utilisation factor (heating contributions from DHW and vent. system) |  |  |  |  | 1 | [5 empty] | Gain utilisation factor (heating contributions from DHW and vent. system) |  |  |  |  | 1 | [5 empty] | Gain utilisation factor (heating contributions from DHW and vent. system) |  |  |  |  | 1 | [5 empty] | Gain utilisation factor (heating contributions from DHW and vent. system) |  |  |  |  | 1 | [5 empty] | Gain utilisation factor (heating contributions from DHW and vent. system) |  |  |  |  | 1 | [5 empty] | Gain utilisation factor (heating contributions from DHW and vent. system) |  |  |  |  | 1 | [5 empty] | Gain utilisation factor (heating contributions from DHW and vent. system) |  |  |  |  | 1 | [5 empty] | Gain utilisation factor (heating contributions from DHW and vent. system) |  |  |  |  | 1 | [5 empty] | Gain utilisation factor (heating contributions from DHW and vent. system) |  |  |  |  | 1 | [5 empty] | Gain utilisation factor (heating contributions from DHW and vent. system) |  |  |  |  | 1 | [5 empty] | Gain utilisation factor (heating contributions from DHW and vent. system) |  |  |  |  | 1 | [5 empty] | Gain utilisation factor (heating contributions from DHW and vent. system) |  |  |  |  | 1
|  | DHW recoverable for SH |  |  |  | 1.1 | [7 empty] | DHW recoverable for SH |  |  |  | 1.1 | [6 empty] | DHW recoverable for SH |  |  |  | 1.1 | [6 empty] | DHW recoverable for SH |  |  |  | 0.913 | [6 empty] | DHW recoverable for SH |  |  |  | 1.1 | [6 empty] | DHW recoverable for SH |  |  |  | 1.1 | [6 empty] | DHW recoverable for SH |  |  |  | 1.1 | [6 empty] | DHW recoverable for SH |  |  |  | 1.1 | [6 empty] | DHW recoverable for SH |  |  |  | 1.1 | [6 empty] | DHW recoverable for SH |  |  |  | 1.1 | [6 empty] | DHW recoverable for SH |  |  |  | 1.1 | [6 empty] | DHW recoverable for SH |  |  |  | 1.1 | [6 empty] | DHW recoverable for SH |  |  |  | 1.1 | [6 empty] | DHW recoverable for SH |  |  |  | 1.1 | [6 empty] | DHW recoverable for SH |  |  |  | 1.1 | [6 empty] | DHW recoverable for SH |  |  |  | 1.1 | [6 empty] | DHW recoverable for SH |  |  |  | 1.1 | [6 empty] | DHW recoverable for SH |  |  |  | 1.1 | [6 empty] | DHW recoverable for SH |  |  |  | 1.1
|  |  | Ventilation heat recovery | [11 empty] | Ventilation heat recovery | [10 empty] | Ventilation heat recovery | [10 empty] | Ventilation heat recovery | [10 empty] | Ventilation heat recovery | [10 empty] | Ventilation heat recovery | [10 empty] | Ventilation heat recovery | [10 empty] | Ventilation heat recovery | [10 empty] | Ventilation heat recovery | [10 empty] | Ventilation heat recovery | [10 empty] | Ventilation heat recovery | [10 empty] | Ventilation heat recovery | [10 empty] | Ventilation heat recovery | [10 empty] | Ventilation heat recovery | [10 empty] | Ventilation heat recovery | [10 empty] | Ventilation heat recovery | [10 empty] | Ventilation heat recovery | [10 empty] | Ventilation heat recovery | [10 empty] | Ventilation heat recovery
|  |  |  | qve,h,rec | kWh/(m²a) | 0 | [9 empty] | qve,h,rec | kWh/(m²a) | 0 | [8 empty] | qve,h,rec | kWh/(m²a) | 0 | [8 empty] | qve,h,rec | kWh/(m²a) | 29.381 | [8 empty] | qve,h,rec | kWh/(m²a) | 0 | [8 empty] | qve,h,rec | kWh/(m²a) | 0 | [8 empty] | qve,h,rec | kWh/(m²a) | 0 | [8 empty] | qve,h,rec | kWh/(m²a) | 0 | [8 empty] | qve,h,rec | kWh/(m²a) | 0 | [8 empty] | qve,h,rec | kWh/(m²a) | 0 | [8 empty] | qve,h,rec | kWh/(m²a) | 0 | [8 empty] | qve,h,rec | kWh/(m²a) | 0 | [8 empty] | qve,h,rec | kWh/(m²a) | 0 | [8 empty] | qve,h,rec | kWh/(m²a) | 0 | [8 empty] | qve,h,rec | kWh/(m²a) | 0 | [8 empty] | qve,h,rec | kWh/(m²a) | 0 | [8 empty] | qve,h,rec | kWh/(m²a) | 0 | [8 empty] | qve,h,rec | kWh/(m²a) | 0 | [8 empty] | qve,h,rec | kWh/(m²a) | 0
|  |  |  | hve,rec | % | 0 | [9 empty] | hve,rec | % | 0 | [8 empty] | hve,rec | % | 0 | [8 empty] | hve,rec | % | 0.95 | [8 empty] | hve,rec | % | 0 | [8 empty] | hve,rec | % | 0 | [8 empty] | hve,rec | % | 0 | [8 empty] | hve,rec | % | 0 | [8 empty] | hve,rec | % | 0 | [8 empty] | hve,rec | % | 0 | [8 empty] | hve,rec | % | 0 | [8 empty] | hve,rec | % | 0 | [8 empty] | hve,rec | % | 0 | [8 empty] | hve,rec | % | 0 | [8 empty] | hve,rec | % | 0 | [8 empty] | hve,rec | % | 0 | [8 empty] | hve,rec | % | 0 | [8 empty] | hve,rec | % | 0 | [8 empty] | hve,rec | % | 0
|  |  |  | qht,ve | kWh/(m²a) | 40.0713 | [9 empty] | qht,ve | kWh/(m²a) | 27.9538 | [8 empty] | qht,ve | kWh/(m²a) | 30.807 | [8 empty] | qht,ve | kWh/(m²a) | 30.9274 | [8 empty] | qht,ve | kWh/(m²a) | 42.7 | [8 empty] | qht,ve | kWh/(m²a) | 42.7 | [8 empty] | qht,ve | kWh/(m²a) | 42.7 | [8 empty] | qht,ve | kWh/(m²a) | 42.7 | [8 empty] | qht,ve | kWh/(m²a) | 42.7 | [8 empty] | qht,ve | kWh/(m²a) | 42.7 | [8 empty] | qht,ve | kWh/(m²a) | 42.7 | [8 empty] | qht,ve | kWh/(m²a) | 31.1985 | [8 empty] | qht,ve | kWh/(m²a) | 35.5124 | [8 empty] | qht,ve | kWh/(m²a) | 35.6566 | [8 empty] | qht,ve | kWh/(m²a) | 35.4942 | [8 empty] | qht,ve | kWh/(m²a) | 35.804 | [8 empty] | qht,ve | kWh/(m²a) | 35.9664 | [8 empty] | qht,ve | kWh/(m²a) | 35.9482 | [8 empty] | qht,ve | kWh/(m²a) | 35.5865
| Energyware for space heating |  | share | expenditure factor | delivered energy | CHP: expenditure factor electricity | electricity production | [5 empty] | Energyware for space heating |  | share | expenditure factor | delivered energy | CHP: expenditure factor electricity | electricity production |  |  |  |  | Energyware for space heating |  | share | expenditure factor | delivered energy | CHP: expenditure factor electricity | electricity production |  |  |  |  | Energyware for space heating |  | share | expenditure factor | delivered energy | CHP: expenditure factor electricity | electricity production |  |  |  |  | Energyware for space heating |  | share | expenditure factor | delivered energy | CHP: expenditure factor electricity | electricity production |  |  |  |  | Energyware for space heating |  | share | expenditure factor | delivered energy | CHP: expenditure factor electricity | electricity production |  |  |  |  | Energyware for space heating |  | share | expenditure factor | delivered energy | CHP: expenditure factor electricity | electricity production |  |  |  |  | Energyware for space heating |  | share | expenditure factor | delivered energy | CHP: expenditure factor electricity | electricity production |  |  |  |  | Energyware for space heating |  | share | expenditure factor | delivered energy | CHP: expenditure factor electricity | electricity production |  |  |  |  | Energyware for space heating |  | share | expenditure factor | delivered energy | CHP: expenditure factor electricity | electricity production |  |  |  |  | Energyware for space heating |  | share | expenditure factor | delivered energy | CHP: expenditure factor electricity | electricity production |  |  |  |  | Energyware for space heating |  | share | expenditure factor | delivered energy | CHP: expenditure factor electricity | electricity production |  |  |  |  | Energyware for space heating |  | share | expenditure factor | delivered energy | CHP: expenditure factor electricity | electricity production |  |  |  |  | Energyware for space heating |  | share | expenditure factor | delivered energy | CHP: expenditure factor electricity | electricity production |  |  |  |  | Energyware for space heating |  | share | expenditure factor | delivered energy | CHP: expenditure factor electricity | electricity production |  |  |  |  | Energyware for space heating |  | share | expenditure factor | delivered energy | CHP: expenditure factor electricity | electricity production |  |  |  |  | Energyware for space heating |  | share | expenditure factor | delivered energy | CHP: expenditure factor electricity | electricity production |  |  |  |  | Energyware for space heating |  | share | expenditure factor | delivered energy | CHP: expenditure factor electricity | electricity production |  |  |  |  | Energyware for space heating |  | share | expenditure factor | delivered energy | CHP: expenditure factor electricity | electricity production
|  |  | and,h,i | eg,h,i | qdel,h,i | eg,el,h,i | qprod,el,h,i | [7 empty] | and,h,i | eg,h,i | qdel,h,i | eg,el,h,i | qprod,el,h,i | [6 empty] | and,h,i | eg,h,i | qdel,h,i | eg,el,h,i | qprod,el,h,i | [6 empty] | and,h,i | eg,h,i | qdel,h,i | eg,el,h,i | qprod,el,h,i | [6 empty] | and,h,i | eg,h,i | qdel,h,i | eg,el,h,i | qprod,el,h,i | [6 empty] | and,h,i | eg,h,i | qdel,h,i | eg,el,h,i | qprod,el,h,i | [6 empty] | and,h,i | eg,h,i | qdel,h,i | eg,el,h,i | qprod,el,h,i | [6 empty] | and,h,i | eg,h,i | qdel,h,i | eg,el,h,i | qprod,el,h,i | [6 empty] | and,h,i | eg,h,i | qdel,h,i | eg,el,h,i | qprod,el,h,i | [6 empty] | and,h,i | eg,h,i | qdel,h,i | eg,el,h,i | qprod,el,h,i | [6 empty] | and,h,i | eg,h,i | qdel,h,i | eg,el,h,i | qprod,el,h,i | [6 empty] | and,h,i | eg,h,i | qdel,h,i | eg,el,h,i | qprod,el,h,i | [6 empty] | and,h,i | eg,h,i | qdel,h,i | eg,el,h,i | qprod,el,h,i | [6 empty] | and,h,i | eg,h,i | qdel,h,i | eg,el,h,i | qprod,el,h,i | [6 empty] | and,h,i | eg,h,i | qdel,h,i | eg,el,h,i | qprod,el,h,i | [6 empty] | and,h,i | eg,h,i | qdel,h,i | eg,el,h,i | qprod,el,h,i | [6 empty] | and,h,i | eg,h,i | qdel,h,i | eg,el,h,i | qprod,el,h,i | [6 empty] | and,h,i | eg,h,i | qdel,h,i | eg,el,h,i | qprod,el,h,i | [6 empty] | and,h,i | eg,h,i | qdel,h,i | eg,el,h,i | qprod,el,h,i
1 | Gas heat generator |  | 100% | 1.05 | 149.1705 | 0 | 0 |  |  |  |  | 1 | Gas heat generator |  | 100% | 1.05 | 56.7159 | 0 | 0 |  |  |  | 1 | Gas heat generator |  | 100% | 1.05 | 103.1385 | 0 | 0 |  |  |  | 1 | Heat pump air source |  | 100% | 0.45 | 30.7563 | 0 | 0 |  |  |  | 1 | Gas heat generator |  | 100% | 1.05 | 98.8605 | 0 | 0 |  |  |  | 1 | Gas heat generator |  | 100% | 1.05 | 103.7276 | 0 | 0 |  |  |  | 1 | Gas heat generator |  | 100% | 1.05 | 97.0108 | 0 | 0 |  |  |  | 1 | Gas heat generator |  | 100% | 1.05 | 97.6047 | 0 | 0 |  |  |  | 1 | Gas heat generator |  | 100% | 1.05 | 124.9481 | 0 | 0 |  |  |  | 1 | Gas heat generator |  | 100% | 1.05 | 129.6595 | 0 | 0 |  |  |  | 1 | Gas heat generator |  | 100% | 1.05 | 125.5217 | 0 | 0 |  |  |  | 1 | Gas heat generator |  | 100% | 1.05 | 83.0254 | 0 | 0 |  |  |  | 1 | Gas heat generator |  | 100% | 1.05 | 126.866 | 0 | 0 |  |  |  | 1 | Gas heat generator |  | 100% | 1.05 | 120.753 | 0 | 0 |  |  |  | 1 | Gas heat generator |  | 100% | 1.05 | 127.6369 | 0 | 0 |  |  |  | 1 | Gas heat generator |  | 100% | 1.05 | 114.4518 | 0 | 0 |  |  |  | 1 | Gas heat generator |  | 100% | 1.05 | 107.4375 | 0 | 0 |  |  |  | 1 | Gas heat generator |  | 100% | 1.05 | 108.2298 | 0 | 0 |  |  |  | 1 | Gas heat generator |  | 100% | 1.05 | 123.7322 | 0 | 0
2 |  |  | 0 | [8 empty] | 2 |  |  | 0 | [7 empty] | 2 |  |  | 0 | [7 empty] | 2 |  |  | 0 | [7 empty] | 2 |  |  | 0 | [7 empty] | 2 |  |  | 0 | [7 empty] | 2 |  |  | 0 | [7 empty] | 2 |  |  | 0 | [7 empty] | 2 |  |  | 0 | [7 empty] | 2 |  |  | 0 | [7 empty] | 2 |  |  | 0 | [7 empty] | 2 |  |  | 0 | [7 empty] | 2 |  |  | 0 | [7 empty] | 2 |  |  | 0 | [7 empty] | 2 |  |  | 0 | [7 empty] | 2 |  |  | 0 | [7 empty] | 2 |  |  | 0 | [7 empty] | 2 |  |  | 0 | [7 empty] | 2 |  |  | 0
3 | [11 empty] | 3 | [10 empty] | 3 | [10 empty] | 3 | [10 empty] | 3 | [10 empty] | 3 | [10 empty] | 3 | [10 empty] | 3 | [10 empty] | 3 | [10 empty] | 3 | [10 empty] | 3 | [10 empty] | 3 | [10 empty] | 3 | [10 empty] | 3 | [10 empty] | 3 | [10 empty] | 3 | [10 empty] | 3 | [10 empty] | 3 | [10 empty] | 3
| Auxiliary energy (El) |  |  |  | 6.3 | [7 empty] | Auxiliary energy | [10 empty] | Auxiliary energy | [10 empty] | Auxiliary energy | [10 empty] | Auxiliary energy | [10 empty] | Auxiliary energy | [10 empty] | Auxiliary energy | [10 empty] | Auxiliary energy | [10 empty] | Auxiliary energy | [10 empty] | Auxiliary energy | [10 empty] | Auxiliary energy | [10 empty] | Auxiliary energy | [10 empty] | Auxiliary energy | [10 empty] | Auxiliary energy | [10 empty] | Auxiliary energy | [10 empty] | Auxiliary energy | [10 empty] | Auxiliary energy | [10 empty] | Auxiliary energy | [10 empty] | Auxiliary energy
| Heating |  |  |  | 2.8 | [7 empty] | Heating |  |  |  | 2.8 | [6 empty] | Heating |  |  |  | 2.8 | [6 empty] | Heating |  |  |  | 2.8 | [6 empty] | Heating |  |  |  | 2.8 | [6 empty] | Heating |  |  |  | 2.8 | [6 empty] | Heating |  |  |  | 2.8 | [6 empty] | Heating |  |  |  | 2.8 | [6 empty] | Heating |  |  |  | 2.8 | [6 empty] | Heating |  |  |  | 2.8 | [6 empty] | Heating |  |  |  | 2.8 | [6 empty] | Heating |  |  |  | 2.8 | [6 empty] | Heating |  |  |  | 2.8 | [6 empty] | Heating |  |  |  | 2.8 | [6 empty] | Heating |  |  |  | 2.8 | [6 empty] | Heating |  |  |  | 2.8 | [6 empty] | Heating |  |  |  | 2.8 | [6 empty] | Heating |  |  |  | 2.8 | [6 empty] | Heating |  |  |  | 2.8
| Ventilation |  |  |  | 3.5 | [7 empty] | Ventilation |  |  |  | 2.4 | [6 empty] | Ventilation |  |  |  | 2.4 | [6 empty] | Ventilation |  |  |  | 4.2 | [6 empty] | Ventilation |  |  |  | 2.4 | [6 empty] | Ventilation |  |  |  | 2.4 | [6 empty] | Ventilation |  |  |  | 2.4 | [6 empty] | Ventilation |  |  |  | 2.4 | [6 empty] | Ventilation |  |  |  | 2.4 | [6 empty] | Ventilation |  |  |  | 2.4 | [6 empty] | Ventilation |  |  |  | 2.4 | [6 empty] | Ventilation |  |  |  | 2.4 | [6 empty] | Ventilation |  |  |  | 2.4 | [6 empty] | Ventilation |  |  |  | 2.4 | [6 empty] | Ventilation |  |  |  | 2.4 | [6 empty] | Ventilation |  |  |  | 2.4 | [6 empty] | Ventilation |  |  |  | 2.4 | [6 empty] | Ventilation |  |  |  | 2.4 | [6 empty] | Ventilation |  |  |  | 2.4
| Domestic Hot Water System | [11 empty] | Domestic Hot Water System | [10 empty] | Domestic Hot Water System | [10 empty] | Domestic Hot Water System | [10 empty] | Domestic Hot Water System | [10 empty] | Domestic Hot Water System | [10 empty] | Domestic Hot Water System | [10 empty] | Domestic Hot Water System | [10 empty] | Domestic Hot Water System | [10 empty] | Domestic Hot Water System | [10 empty] | Domestic Hot Water System | [10 empty] | Domestic Hot Water System | [10 empty] | Domestic Hot Water System | [10 empty] | Domestic Hot Water System | [10 empty] | Domestic Hot Water System | [10 empty] | Domestic Hot Water System | [10 empty] | Domestic Hot Water System | [10 empty] | Domestic Hot Water System | [10 empty] | Domestic Hot Water System
| energy need space heating | + losses distribution and heat emission | + losses storage |  |  | heat generator output | [6 empty] | energy need space heating | + losses distribution and heat emission | + losses storage |  |  | heat generator output | [5 empty] | energy need space heating | + losses distribution and heat emission | + losses storage |  |  | heat generator output | [5 empty] | energy need space heating | + losses distribution and heat emission | + losses storage |  |  | heat generator output | [5 empty] | energy need space heating | + losses distribution and heat emission | + losses storage |  |  | heat generator output | [5 empty] | energy need space heating | + losses distribution and heat emission | + losses storage |  |  | heat generator output | [5 empty] | energy need space heating | + losses distribution and heat emission | + losses storage |  |  | heat generator output | [5 empty] | energy need space heating | + losses distribution and heat emission | + losses storage |  |  | heat generator output | [5 empty] | energy need space heating | + losses distribution and heat emission | + losses storage |  |  | heat generator output | [5 empty] | energy need space heating | + losses distribution and heat emission | + losses storage |  |  | heat generator output | [5 empty] | energy need space heating | + losses distribution and heat emission | + losses storage |  |  | heat generator output | [5 empty] | energy need space heating | + losses distribution and heat emission | + losses storage |  |  | heat generator output | [5 empty] | energy need space heating | + losses distribution and heat emission | + losses storage |  |  | heat generator output | [5 empty] | energy need space heating | + losses distribution and heat emission | + losses storage |  |  | heat generator output | [5 empty] | energy need space heating | + losses distribution and heat emission | + losses storage |  |  | heat generator output | [5 empty] | energy need space heating | + losses distribution and heat emission | + losses storage |  |  | heat generator output | [5 empty] | energy need space heating | + losses distribution and heat emission | + losses storage |  |  | heat generator output | [5 empty] | energy need space heating | + losses distribution and heat emission | + losses storage |  |  | heat generator output | [5 empty] | energy need space heating | + losses distribution and heat emission | + losses storage |  |  | heat generator output
[6 empty] | qg,h,out = qnd,h - qw,h - qve,h,rec + qd,h + qs,h | [11 empty] | qg,h,out = qnd,h - qw,h - qve,h,rec + qd,h + qs,h | [10 empty] | qg,h,out = qnd,h - qw,h - qve,h,rec + qd,h + qs,h | [10 empty] | qg,h,out = qnd,h - qw,h - qve,h,rec + qd,h + qs,h | [10 empty] | qg,h,out = qnd,h - qw,h - qve,h,rec + qd,h + qs,h | [10 empty] | qg,h,out = qnd,h - qw,h - qve,h,rec + qd,h + qs,h | [10 empty] | qg,h,out = qnd,h - qw,h - qve,h,rec + qd,h + qs,h | [10 empty] | qg,h,out = qnd,h - qw,h - qve,h,rec + qd,h + qs,h | [10 empty] | qg,h,out = qnd,h - qw,h - qve,h,rec + qd,h + qs,h | [10 empty] | qg,h,out = qnd,h - qw,h - qve,h,rec + qd,h + qs,h | [10 empty] | qg,h,out = qnd,h - qw,h - qve,h,rec + qd,h + qs,h | [10 empty] | qg,h,out = qnd,h - qw,h - qve,h,rec + qd,h + qs,h | [10 empty] | qg,h,out = qnd,h - qw,h - qve,h,rec + qd,h + qs,h | [10 empty] | qg,h,out = qnd,h - qw,h - qve,h,rec + qd,h + qs,h | [10 empty] | qg,h,out = qnd,h - qw,h - qve,h,rec + qd,h + qs,h | [10 empty] | qg,h,out = qnd,h - qw,h - qve,h,rec + qd,h + qs,h | [10 empty] | qg,h,out = qnd,h - qw,h - qve,h,rec + qd,h + qs,h | [10 empty] | qg,h,out = qnd,h - qw,h - qve,h,rec + qd,h + qs,h | [10 empty] | qg,h,out = qnd,h - qw,h - qve,h,rec + qd,h + qs,h
| 10 | 4.4 | 0 |  |  | 14.4 | [6 empty] | 10 | 4.4 | 0 |  |  | 14.4 | [5 empty] | 10 | 4.4 | 0 |  |  | 14.4 | [5 empty] | 10 | 4.4 | 0 |  |  | 14.4 | [5 empty] | 10 | 4.4 | 0 |  |  | 14.4 | [5 empty] | 10 | 4.4 | 0 |  |  | 14.4 | [5 empty] | 10 | 4.4 | 0 |  |  | 14.4 | [5 empty] | 10 | 4.4 | 0 |  |  | 14.4 | [5 empty] | 10 | 4.4 | 0 |  |  | 14.4 | [5 empty] | 10 | 4.4 | 0 |  |  | 14.4 | [5 empty] | 10 | 4.4 | 0 |  |  | 14.4 | [5 empty] | 10 | 4.4 | 0 |  |  | 14.4 | [5 empty] | 10 | 4.4 | 0 |  |  | 14.4 | [5 empty] | 10 | 4.4 | 0 |  |  | 14.4 | [5 empty] | 10 | 4.4 | 0 |  |  | 14.4 | [5 empty] | 10 | 4.4 | 0 |  |  | 14.4 | [5 empty] | 10 | 4.4 | 0 |  |  | 14.4 | [5 empty] | 10 | 4.4 | 0 |  |  | 14.4 | [5 empty] | 10 | 4.4 | 0 |  |  | 14.4
| Energyware for DHW |  | share | expenditure factor | delivered energy | CHP: expenditure factor electricity | electricity production | [5 empty] | Energyware for DHW |  | share | expenditure factor | delivered energy | CHP: expenditure factor electricity | electricity production |  |  |  |  | Energyware for DHW |  | share | expenditure factor | delivered energy | CHP: expenditure factor electricity | electricity production |  |  |  |  | Energyware for DHW |  | share | expenditure factor | delivered energy | CHP: expenditure factor electricity | electricity production |  |  |  |  | Energyware for DHW |  | share | expenditure factor | delivered energy | CHP: expenditure factor electricity | electricity production |  |  |  |  | Energyware for DHW |  | share | expenditure factor | delivered energy | CHP: expenditure factor electricity | electricity production |  |  |  |  | Energyware for DHW |  | share | expenditure factor | delivered energy | CHP: expenditure factor electricity | electricity production |  |  |  |  | Energyware for DHW |  | share | expenditure factor | delivered energy | CHP: expenditure factor electricity | electricity production |  |  |  |  | Energyware for DHW |  | share | expenditure factor | delivered energy | CHP: expenditure factor electricity | electricity production |  |  |  |  | Energyware for DHW |  | share | expenditure factor | delivered energy | CHP: expenditure factor electricity | electricity production |  |  |  |  | Energyware for DHW |  | share | expenditure factor | delivered energy | CHP: expenditure factor electricity | electricity production |  |  |  |  | Energyware for DHW |  | share | expenditure factor | delivered energy | CHP: expenditure factor electricity | electricity production |  |  |  |  | Energyware for DHW |  | share | expenditure factor | delivered energy | CHP: expenditure factor electricity | electricity production |  |  |  |  | Energyware for DHW |  | share | expenditure factor | delivered energy | CHP: expenditure factor electricity | electricity production |  |  |  |  | Energyware for DHW |  | share | expenditure factor | delivered energy | CHP: expenditure factor electricity | electricity production |  |  |  |  | Energyware for DHW |  | share | expenditure factor | delivered energy | CHP: expenditure factor electricity | electricity production |  |  |  |  | Energyware for DHW |  | share | expenditure factor | delivered energy | CHP: expenditure factor electricity | electricity production |  |  |  |  | Energyware for DHW |  | share | expenditure factor | delivered energy | CHP: expenditure factor electricity | electricity production |  |  |  |  | Energyware for DHW |  | share | expenditure factor | delivered energy | CHP: expenditure factor electricity | electricity production
|  |  | and,h,i | eg,h,i | qdel,h,i | eg,el,h,i | qprod,el,h,i | [7 empty] | and,h,i | eg,h,i | qdel,h,i | eg,el,h,i | qprod,el,h,i | [6 empty] | and,h,i | eg,h,i | qdel,h,i | eg,el,h,i | qprod,el,h,i | [6 empty] | and,h,i | eg,h,i | qdel,h,i | eg,el,h,i | qprod,el,h,i | [6 empty] | and,h,i | eg,h,i | qdel,h,i | eg,el,h,i | qprod,el,h,i | [6 empty] | and,h,i | eg,h,i | qdel,h,i | eg,el,h,i | qprod,el,h,i | [6 empty] | and,h,i | eg,h,i | qdel,h,i | eg,el,h,i | qprod,el,h,i | [6 empty] | and,h,i | eg,h,i | qdel,h,i | eg,el,h,i | qprod,el,h,i | [6 empty] | and,h,i | eg,h,i | qdel,h,i | eg,el,h,i | qprod,el,h,i | [6 empty] | and,h,i | eg,h,i | qdel,h,i | eg,el,h,i | qprod,el,h,i | [6 empty] | and,h,i | eg,h,i | qdel,h,i | eg,el,h,i | qprod,el,h,i | [6 empty] | and,h,i | eg,h,i | qdel,h,i | eg,el,h,i | qprod,el,h,i | [6 empty] | and,h,i | eg,h,i | qdel,h,i | eg,el,h,i | qprod,el,h,i | [6 empty] | and,h,i | eg,h,i | qdel,h,i | eg,el,h,i | qprod,el,h,i | [6 empty] | and,h,i | eg,h,i | qdel,h,i | eg,el,h,i | qprod,el,h,i | [6 empty] | and,h,i | eg,h,i | qdel,h,i | eg,el,h,i | qprod,el,h,i | [6 empty] | and,h,i | eg,h,i | qdel,h,i | eg,el,h,i | qprod,el,h,i | [6 empty] | and,h,i | eg,h,i | qdel,h,i | eg,el,h,i | qprod,el,h,i | [6 empty] | and,h,i | eg,h,i | qdel,h,i | eg,el,h,i | qprod,el,h,i
1 | Gas heat generator |  | 100% | 1.11 | 15.984 | 0 | 0 |  |  |  |  | 1 | Gas heat generator |  | 100% | 1.11 | 15.984 | 0 | 0 |  |  |  | 1 | Gas heat generator |  | 100% | 1.11 | 15.984 | 0 | 0 |  |  |  | 1 | El PV |  | 100% | 1.11 | 15.984 | 0 | 0 |  |  |  | 1 | Gas heat generator |  | 100% | 1.11 | 15.984 | 0 | 0 |  |  |  | 1 | Gas heat generator |  | 100% | 1.11 | 15.984 | 0 | 0 |  |  |  | 1 | Gas heat generator |  | 100% | 1.11 | 15.984 | 0 | 0 |  |  |  | 1 | Gas heat generator |  | 100% | 1.11 | 15.984 | 0 | 0 |  |  |  | 1 | Gas heat generator |  | 100% | 1.11 | 15.984 | 0 | 0 |  |  |  | 1 | Gas heat generator |  | 100% | 1.11 | 15.984 | 0 | 0 |  |  |  | 1 | Gas heat generator |  | 100% | 1.11 | 15.984 | 0 | 0 |  |  |  | 1 | Gas heat generator |  | 100% | 1.11 | 15.984 | 0 | 0 |  |  |  | 1 | Gas heat generator |  | 100% | 1.11 | 15.984 | 0 | 0 |  |  |  | 1 | Gas heat generator |  | 100% | 1.11 | 15.984 | 0 | 0 |  |  |  | 1 | Gas heat generator |  | 100% | 1.11 | 15.984 | 0 | 0 |  |  |  | 1 | Gas heat generator |  | 100% | 1.11 | 15.984 | 0 | 0 |  |  |  | 1 | Gas heat generator |  | 100% | 1.11 | 15.984 | 0 | 0 |  |  |  | 1 | Gas heat generator |  | 100% | 1.11 | 15.984 | 0 | 0 |  |  |  | 1 | Gas heat generator |  | 100% | 1.11 | 15.984 | 0 | 0
2 |  |  | 0 | [8 empty] | 2 |  |  | 0 | [7 empty] | 2 |  |  | 0 | [7 empty] | 2 |  |  | 0 | [7 empty] | 2 |  |  | 0 | [7 empty] | 2 |  |  | 0 | [7 empty] | 2 |  |  | 0 | [7 empty] | 2 |  |  | 0 | [7 empty] | 2 |  |  | 0 | [7 empty] | 2 |  |  | 0 | [7 empty] | 2 |  |  | 0 | [7 empty] | 2 |  |  | 0 | [7 empty] | 2 |  |  | 0 | [7 empty] | 2 |  |  | 0 | [7 empty] | 2 |  |  | 0 | [7 empty] | 2 |  |  | 0 | [7 empty] | 2 |  |  | 0 | [7 empty] | 2 |  |  | 0 | [7 empty] | 2 |  |  | 0
3 | [11 empty] | 3 | [10 empty] | 3 | [10 empty] | 3 | [10 empty] | 3 | [10 empty] | 3 | [10 empty] | 3 | [10 empty] | 3 | [10 empty] | 3 | [10 empty] | 3 | [10 empty] | 3 | [10 empty] | 3 | [10 empty] | 3 | [10 empty] | 3 | [10 empty] | 3 | [10 empty] | 3 | [10 empty] | 3 | [10 empty] | 3 | [10 empty] | 3
| Auxiliary energy (energy consumed by fans, pumps and controls) |  |  |  | 0 | [7 empty] | Auxiliary energy (energy consumed by fans, pumps and controls) |  |  |  | 0 | [6 empty] | Auxiliary energy (energy consumed by fans, pumps and controls) |  |  |  | 0 | [6 empty] | Auxiliary energy |  |  |  | 0 | [6 empty] | Auxiliary energy (energy consumed by fans, pumps and controls) |  |  |  | 0 | [6 empty] | Auxiliary energy (energy consumed by fans, pumps and controls) |  |  |  | 0 | [6 empty] | Auxiliary energy (energy consumed by fans, pumps and controls) |  |  |  | 0 | [6 empty] | Auxiliary energy (energy consumed by fans, pumps and controls) |  |  |  | 0 | [6 empty] | Auxiliary energy (energy consumed by fans, pumps and controls) |  |  |  | 0 | [6 empty] | Auxiliary energy (energy consumed by fans, pumps and controls) |  |  |  | 0 | [6 empty] | Auxiliary energy (energy consumed by fans, pumps and controls) |  |  |  | 0 | [6 empty] | Auxiliary energy (energy consumed by fans, pumps and controls) |  |  |  | 0 | [6 empty] | Auxiliary energy (energy consumed by fans, pumps and controls) |  |  |  | 0 | [6 empty] | Auxiliary energy (energy consumed by fans, pumps and controls) |  |  |  | 0 | [6 empty] | Auxiliary energy (energy consumed by fans, pumps and controls) |  |  |  | 0 | [6 empty] | Auxiliary energy (energy consumed by fans, pumps and controls) |  |  |  | 0 | [6 empty] | Auxiliary energy (energy consumed by fans, pumps and controls) |  |  |  | 0 | [6 empty] | Auxiliary energy (energy consumed by fans, pumps and controls) |  |  |  | 0 | [6 empty] | Auxiliary energy (energy consumed by fans, pumps and controls) |  |  |  | 0
| Energy Carrier Assessment | [11 empty] | Energy Carrier Assessment | [10 empty] | Energy Carrier Assessment | [10 empty] | Energy Carrier Assessment | [10 empty] | Energy Carrier Assessment | [10 empty] | Energy Carrier Assessment | [10 empty] | Energy Carrier Assessment | [10 empty] | Energy Carrier Assessment | [10 empty] | Energy Carrier Assessment | [10 empty] | Energy Carrier Assessment | [10 empty] | Energy Carrier Assessment | [10 empty] | Energy Carrier Assessment | [10 empty] | Energy Carrier Assessment | [10 empty] | Energy Carrier Assessment | [10 empty] | Energy Carrier Assessment | [10 empty] | Energy Carrier Assessment | [10 empty] | Energy Carrier Assessment | [10 empty] | Energy Carrier Assessment | [10 empty] | Energy Carrier Assessment
| Heating (+Ventilation system) |  | delivered energy | total primary energy |  | carbon dioxide emissions | [6 empty] | Heating (+Ventilation system) |  | delivered energy | total primary energy |  | carbon dioxide emissions | [5 empty] | Heating (+Ventilation system) |  | delivered energy | total primary energy |  | carbon dioxide emissions | [5 empty] | Heating (+Ventilation system) |  | delivered energy | total primary energy |  | carbon dioxide emissions | [5 empty] | Heating (+Ventilation system) |  | delivered energy | total primary energy |  | carbon dioxide emissions | [5 empty] | Heating (+Ventilation system) |  | delivered energy | total primary energy |  | carbon dioxide emissions | [5 empty] | Heating (+Ventilation system) |  | delivered energy | total primary energy |  | carbon dioxide emissions | [5 empty] | Heating (+Ventilation system) |  | delivered energy | total primary energy |  | carbon dioxide emissions | [5 empty] | Heating (+Ventilation system) |  | delivered energy | total primary energy |  | carbon dioxide emissions | [5 empty] | Heating (+Ventilation system) |  | delivered energy | total primary energy |  | carbon dioxide emissions | [5 empty] | Heating (+Ventilation system) |  | delivered energy | total primary energy |  | carbon dioxide emissions | [5 empty] | Heating (+Ventilation system) |  | delivered energy | total primary energy |  | carbon dioxide emissions | [5 empty] | Heating (+Ventilation system) |  | delivered energy | total primary energy |  | carbon dioxide emissions | [5 empty] | Heating (+Ventilation system) |  | delivered energy | total primary energy |  | carbon dioxide emissions | [5 empty] | Heating (+Ventilation system) |  | delivered energy | total primary energy |  | carbon dioxide emissions | [5 empty] | Heating (+Ventilation system) |  | delivered energy | total primary energy |  | carbon dioxide emissions | [5 empty] | Heating (+Ventilation system) |  | delivered energy | total primary energy |  | carbon dioxide emissions | [5 empty] | Heating (+Ventilation system) |  | delivered energy | total primary energy |  | carbon dioxide emissions | [5 empty] | Heating (+Ventilation system) |  | delivered energy | total primary energy |  | carbon dioxide emissions
|  |  | qdel,i | fp,total,i | qp,total,i = qdel,i fp,total,i | fCO2,i | mCO2,i = qdel,i fCO2,i | [7 empty] | qdel,i | fp,total,i | qp,total,i = qdel,i fp,total,i | fCO2,i | mCO2,i = qdel,i fCO2,i | [6 empty] | qdel,i | fp,total,i | qp,total,i = qdel,i fp,total,i | fCO2,i | mCO2,i = qdel,i fCO2,i | [6 empty] | qdel,i | fp,total,i | qp,total,i = qdel,i fp,total,i | fCO2,i | mCO2,i = qdel,i fCO2,i | [6 empty] | qdel,i | fp,total,i | qp,total,i = qdel,i fp,total,i | fCO2,i | mCO2,i = qdel,i fCO2,i | [6 empty] | qdel,i | fp,total,i | qp,total,i = qdel,i fp,total,i | fCO2,i | mCO2,i = qdel,i fCO2,i | [6 empty] | qdel,i | fp,total,i | qp,total,i = qdel,i fp,total,i | fCO2,i | mCO2,i = qdel,i fCO2,i | [6 empty] | qdel,i | fp,total,i | qp,total,i = qdel,i fp,total,i | fCO2,i | mCO2,i = qdel,i fCO2,i | [6 empty] | qdel,i | fp,total,i | qp,total,i = qdel,i fp,total,i | fCO2,i | mCO2,i = qdel,i fCO2,i | [6 empty] | qdel,i | fp,total,i | qp,total,i = qdel,i fp,total,i | fCO2,i | mCO2,i = qdel,i fCO2,i | [6 empty] | qdel,i | fp,total,i | qp,total,i = qdel,i fp,total,i | fCO2,i | mCO2,i = qdel,i fCO2,i | [6 empty] | qdel,i | fp,total,i | qp,total,i = qdel,i fp,total,i | fCO2,i | mCO2,i = qdel,i fCO2,i | [6 empty] | qdel,i | fp,total,i | qp,total,i = qdel,i fp,total,i | fCO2,i | mCO2,i = qdel,i fCO2,i | [6 empty] | qdel,i | fp,total,i | qp,total,i = qdel,i fp,total,i | fCO2,i | mCO2,i = qdel,i fCO2,i | [6 empty] | qdel,i | fp,total,i | qp,total,i = qdel,i fp,total,i | fCO2,i | mCO2,i = qdel,i fCO2,i | [6 empty] | qdel,i | fp,total,i | qp,total,i = qdel,i fp,total,i | fCO2,i | mCO2,i = qdel,i fCO2,i | [6 empty] | qdel,i | fp,total,i | qp,total,i = qdel,i fp,total,i | fCO2,i | mCO2,i = qdel,i fCO2,i | [6 empty] | qdel,i | fp,total,i | qp,total,i = qdel,i fp,total,i | fCO2,i | mCO2,i = qdel,i fCO2,i | [6 empty] | qdel,i | fp,total,i | qp,total,i = qdel,i fp,total,i | fCO2,i | mCO2,i = qdel,i fCO2,i
|  |  | kWh/m2a |  | kWh/m2a | g/kWh | kg/m2a | [7 empty] | kWh/m2a |  | kWh/m2a | g/kWh | kg/m2a | [6 empty] | kWh/m2a |  | kWh/m2a | g/kWh | kg/m2a | [6 empty] | kWh/m2a |  | kWh/m2a | g/kWh | kg/m2a | [6 empty] | kWh/m2a |  | kWh/m2a | g/kWh | kg/m2a | [6 empty] | kWh/m2a |  | kWh/m2a | g/kWh | kg/m2a | [6 empty] | kWh/m2a |  | kWh/m2a | g/kWh | kg/m2a | [6 empty] | kWh/m2a |  | kWh/m2a | g/kWh | kg/m2a | [6 empty] | kWh/m2a |  | kWh/m2a | g/kWh | kg/m2a | [6 empty] | kWh/m2a |  | kWh/m2a | g/kWh | kg/m2a | [6 empty] | kWh/m2a |  | kWh/m2a | g/kWh | kg/m2a | [6 empty] | kWh/m2a |  | kWh/m2a | g/kWh | kg/m2a | [6 empty] | kWh/m2a |  | kWh/m2a | g/kWh | kg/m2a | [6 empty] | kWh/m2a |  | kWh/m2a | g/kWh | kg/m2a | [6 empty] | kWh/m2a |  | kWh/m2a | g/kWh | kg/m2a | [6 empty] | kWh/m2a |  | kWh/m2a | g/kWh | kg/m2a | [6 empty] | kWh/m2a |  | kWh/m2a | g/kWh | kg/m2a | [6 empty] | kWh/m2a |  | kWh/m2a | g/kWh | kg/m2a | [6 empty] | kWh/m2a |  | kWh/m2a | g/kWh | kg/m2a
| Gas |  | 149.1705 | 1.05 | 156.629 | 277 | 41.3202 | [5 empty] | Gas |  | 56.7159 | 1.05 | 59.5516 | 277 | 15.7103 |  |  |  |  | Gas |  | 103.1385 | 1.05 | 108.2955 | 277 | 28.5694 |  |  |  |  | EL PV |  | 37.7563 | 2.5 | 94.3907 | 617 | 23.2956 |  |  |  |  | Gas |  | 98.8605 | 1.05 | 103.8036 | 277 | 27.3844 |  |  |  |  | Gas |  | 103.7276 | 1.05 | 108.9139 | 277 | 28.7325 |  |  |  |  | Gas |  | 97.0108 | 1.05 | 101.8614 | 277 | 26.872 |  |  |  |  | Gas |  | 97.6047 | 1.05 | 102.485 | 277 | 27.0365 |  |  |  |  | Gas |  | 124.9481 | 1.05 | 131.1955 | 277 | 34.6106 |  |  |  |  | Gas |  | 129.6595 | 1.05 | 136.1425 | 277 | 35.9157 |  |  |  |  | Gas |  | 125.5217 | 1.05 | 131.7977 | 277 | 34.7695 |  |  |  |  | Gas |  | 83.0254 | 1.05 | 87.1767 | 277 | 22.998 |  |  |  |  | Gas |  | 126.866 | 1.05 | 133.2093 | 277 | 35.1419 |  |  |  |  | Gas |  | 120.753 | 1.05 | 126.7907 | 277 | 33.4486 |  |  |  |  | Gas |  | 127.6369 | 1.05 | 134.0187 | 277 | 35.3554 |  |  |  |  | Gas |  | 114.4518 | 1.05 | 120.1744 | 277 | 31.7032 |  |  |  |  | Gas |  | 107.4375 | 1.05 | 112.8093 | 277 | 29.7602 |  |  |  |  | Gas |  | 108.2298 | 1.05 | 113.6413 | 277 | 29.9797 |  |  |  |  | Gas |  | 123.7322 | 1.05 | 129.9188 | 277 | 34.2738
| Auxiliary electricity |  | 6.3 | 2.5 | 15.75 | 617 | 3.8871 | [5 empty] | Auxiliary electricity |  | 5.2 | 2.5 | 13 | 617 | 3.2084 |  |  |  |  | Auxiliary electricity |  | 5.2 | 2.5 | 13 | 617 | 3.2084 | [15 empty] | Auxiliary electricity |  | 5.2 | 2.5 | 13 | 617 | 3.2084 |  |  |  |  | Auxiliary electricity |  | 5.2 | 2.5 | 13 | 617 | 3.2084 |  |  |  |  | Auxiliary electricity |  | 5.2 | 2.5 | 13 | 617 | 3.2084 |  |  |  |  | Auxiliary electricity |  | 5.2 | 2.5 | 13 | 617 | 3.2084 |  |  |  |  | Auxiliary electricity |  | 5.2 | 2.5 | 13 | 617 | 3.2084 |  |  |  |  | Auxiliary electricity |  | 5.2 | 2.5 | 13 | 617 | 3.2084 |  |  |  |  | Auxiliary electricity |  | 5.2 | 2.5 | 13 | 617 | 3.2084 |  |  |  |  | Auxiliary electricity |  | 5.2 | 2.5 | 13 | 617 | 3.2084 |  |  |  |  | Auxiliary electricity |  | 5.2 | 2.5 | 13 | 617 | 3.2084 |  |  |  |  | Auxiliary electricity |  | 5.2 | 2.5 | 13 | 617 | 3.2084 |  |  |  |  | Auxiliary electricity |  | 5.2 | 2.5 | 13 | 617 | 3.2084 |  |  |  |  | Auxiliary electricity |  | 5.2 | 2.5 | 13 | 617 | 3.2084 |  |  |  |  | Auxiliary electricity |  | 5.2 | 2.5 | 13 | 617 | 3.2084 |  |  |  |  | Auxiliary electricity |  | 5.2 | 2.5 | 13 | 617 | 3.2084 |  |  |  |  | Auxiliary electricity |  | 5.2 | 2.5 | 13 | 617 | 3.2084
| Domestic Hot Water |  | delivered energy | total primary energy |  | carbon dioxide emissions | [6 empty] | Domestic Hot Water |  | delivered energy | total primary energy |  | carbon dioxide emissions | [5 empty] | Domestic Hot Water |  | delivered energy | total primary energy |  | carbon dioxide emissions | [5 empty] | Domestic Hot Water |  | delivered energy | total primary energy |  | carbon dioxide emissions | [5 empty] | Domestic Hot Water |  | delivered energy | total primary energy |  | carbon dioxide emissions | [5 empty] | Domestic Hot Water |  | delivered energy | total primary energy |  | carbon dioxide emissions | [5 empty] | Domestic Hot Water |  | delivered energy | total primary energy |  | carbon dioxide emissions | [5 empty] | Domestic Hot Water |  | delivered energy | total primary energy |  | carbon dioxide emissions | [5 empty] | Domestic Hot Water |  | delivered energy | total primary energy |  | carbon dioxide emissions | [5 empty] | Domestic Hot Water |  | delivered energy | total primary energy |  | carbon dioxide emissions | [5 empty] | Domestic Hot Water |  | delivered energy | total primary energy |  | carbon dioxide emissions | [5 empty] | Domestic Hot Water |  | delivered energy | total primary energy |  | carbon dioxide emissions | [5 empty] | Domestic Hot Water |  | delivered energy | total primary energy |  | carbon dioxide emissions | [5 empty] | Domestic Hot Water |  | delivered energy | total primary energy |  | carbon dioxide emissions | [5 empty] | Domestic Hot Water |  | delivered energy | total primary energy |  | carbon dioxide emissions | [5 empty] | Domestic Hot Water |  | delivered energy | total primary energy |  | carbon dioxide emissions | [5 empty] | Domestic Hot Water |  | delivered energy | total primary energy |  | carbon dioxide emissions | [5 empty] | Domestic Hot Water |  | delivered energy | total primary energy |  | carbon dioxide emissions | [5 empty] | Domestic Hot Water |  | delivered energy | total primary energy |  | carbon dioxide emissions
|  |  | qdel,i | fp,total,i | qp,total,i = qdel,i fp,total,i | fCO2,i | mCO2,i = qdel,i fCO2,i | [7 empty] | qdel,i | fp,total,i | qp,total,i = qdel,i fp,total,i | fCO2,i | mCO2,i = qdel,i fCO2,i | [6 empty] | qdel,i | fp,total,i | qp,total,i = qdel,i fp,total,i | fCO2,i | mCO2,i = qdel,i fCO2,i | [6 empty] | qdel,i | fp,total,i | qp,total,i = qdel,i fp,total,i | fCO2,i | mCO2,i = qdel,i fCO2,i | [6 empty] | qdel,i | fp,total,i | qp,total,i = qdel,i fp,total,i | fCO2,i | mCO2,i = qdel,i fCO2,i | [6 empty] | qdel,i | fp,total,i | qp,total,i = qdel,i fp,total,i | fCO2,i | mCO2,i = qdel,i fCO2,i | [6 empty] | qdel,i | fp,total,i | qp,total,i = qdel,i fp,total,i | fCO2,i | mCO2,i = qdel,i fCO2,i | [6 empty] | qdel,i | fp,total,i | qp,total,i = qdel,i fp,total,i | fCO2,i | mCO2,i = qdel,i fCO2,i | [6 empty] | qdel,i | fp,total,i | qp,total,i = qdel,i fp,total,i | fCO2,i | mCO2,i = qdel,i fCO2,i | [6 empty] | qdel,i | fp,total,i | qp,total,i = qdel,i fp,total,i | fCO2,i | mCO2,i = qdel,i fCO2,i | [6 empty] | qdel,i | fp,total,i | qp,total,i = qdel,i fp,total,i | fCO2,i | mCO2,i = qdel,i fCO2,i | [6 empty] | qdel,i | fp,total,i | qp,total,i = qdel,i fp,total,i | fCO2,i | mCO2,i = qdel,i fCO2,i | [6 empty] | qdel,i | fp,total,i | qp,total,i = qdel,i fp,total,i | fCO2,i | mCO2,i = qdel,i fCO2,i | [6 empty] | qdel,i | fp,total,i | qp,total,i = qdel,i fp,total,i | fCO2,i | mCO2,i = qdel,i fCO2,i | [6 empty] | qdel,i | fp,total,i | qp,total,i = qdel,i fp,total,i | fCO2,i | mCO2,i = qdel,i fCO2,i | [6 empty] | qdel,i | fp,total,i | qp,total,i = qdel,i fp,total,i | fCO2,i | mCO2,i = qdel,i fCO2,i | [6 empty] | qdel,i | fp,total,i | qp,total,i = qdel,i fp,total,i | fCO2,i | mCO2,i = qdel,i fCO2,i | [6 empty] | qdel,i | fp,total,i | qp,total,i = qdel,i fp,total,i | fCO2,i | mCO2,i = qdel,i fCO2,i | [6 empty] | qdel,i | fp,total,i | qp,total,i = qdel,i fp,total,i | fCO2,i | mCO2,i = qdel,i fCO2,i
|  |  | kWh/m2a |  | kWh/m2a | g/kWh | kg/m2a | [7 empty] | kWh/m2a |  | kWh/m2a | g/kWh | kg/m2a | [6 empty] | kWh/m2a |  | kWh/m2a | g/kWh | kg/m2a | [6 empty] | kWh/m2a |  | kWh/m2a | g/kWh | kg/m2a | [6 empty] | kWh/m2a |  | kWh/m2a | g/kWh | kg/m2a | [6 empty] | kWh/m2a |  | kWh/m2a | g/kWh | kg/m2a | [6 empty] | kWh/m2a |  | kWh/m2a | g/kWh | kg/m2a | [6 empty] | kWh/m2a |  | kWh/m2a | g/kWh | kg/m2a | [6 empty] | kWh/m2a |  | kWh/m2a | g/kWh | kg/m2a | [6 empty] | kWh/m2a |  | kWh/m2a | g/kWh | kg/m2a | [6 empty] | kWh/m2a |  | kWh/m2a | g/kWh | kg/m2a | [6 empty] | kWh/m2a |  | kWh/m2a | g/kWh | kg/m2a | [6 empty] | kWh/m2a |  | kWh/m2a | g/kWh | kg/m2a | [6 empty] | kWh/m2a |  | kWh/m2a | g/kWh | kg/m2a | [6 empty] | kWh/m2a |  | kWh/m2a | g/kWh | kg/m2a | [6 empty] | kWh/m2a |  | kWh/m2a | g/kWh | kg/m2a | [6 empty] | kWh/m2a |  | kWh/m2a | g/kWh | kg/m2a | [6 empty] | kWh/m2a |  | kWh/m2a | g/kWh | kg/m2a | [6 empty] | kWh/m2a |  | kWh/m2a | g/kWh | kg/m2a
| Gas |  | 2.8 | 1.05 | 2.94 | 277 | 0.7756 | [5 empty] | Gas |  | 2.8 | 1.05 | 2.94 | 277 | 0.7756 |  |  |  |  | Gas |  | 2.8 | 1.05 | 2.94 | 277 | 0.7756 |  |  |  |  | Gas |  | 2.8 | 1.05 | 2.94 | 277 | 0.7756 |  |  |  |  | Gas |  | 2.8 | 1.05 | 2.94 | 277 | 0.7756 |  |  |  |  | Gas |  | 2.8 | 1.05 | 2.94 | 277 | 0.7756 |  |  |  |  | Gas |  | 2.8 | 1.05 | 2.94 | 277 | 0.7756 |  |  |  |  | Gas |  | 2.8 | 1.05 | 2.94 | 277 | 0.7756 |  |  |  |  | Gas |  | 2.8 | 1.05 | 2.94 | 277 | 0.7756 |  |  |  |  | Gas |  | 2.8 | 1.05 | 2.94 | 277 | 0.7756 |  |  |  |  | Gas |  | 2.8 | 1.05 | 2.94 | 277 | 0.7756 |  |  |  |  | Gas |  | 2.8 | 1.05 | 2.94 | 277 | 0.7756 |  |  |  |  | Gas |  | 2.8 | 1.05 | 2.94 | 277 | 0.7756 |  |  |  |  | Gas |  | 2.8 | 1.05 | 2.94 | 277 | 0.7756 |  |  |  |  | Gas |  | 2.8 | 1.05 | 2.94 | 277 | 0.7756 |  |  |  |  | Gas |  | 2.8 | 1.05 | 2.94 | 277 | 0.7756 |  |  |  |  | Gas |  | 2.8 | 1.05 | 2.94 | 277 | 0.7756 |  |  |  |  | Gas |  | 2.8 | 1.05 | 2.94 | 277 | 0.7756 |  |  |  |  | Gas |  | 2.8 | 1.05 | 2.94 | 277 | 0.7756
| Auxiliary electricity |  | 0 | 2.5 | 0 | 617 | 0 | [5 empty] | Auxiliary electricity |  | 0 | 2.5 | 0 | 617 | 0 |  |  |  |  | Auxiliary electricity |  | 0 | 2.5 | 0 | 617 | 0 |  |  |  |  | Auxiliary electricity |  | 0 | 2.5 | 0 | 617 | 0 |  |  |  |  | Auxiliary electricity |  | 0 | 2.5 | 0 | 617 | 0 |  |  |  |  | Auxiliary electricity |  | 0 | 2.5 | 0 | 617 | 0 |  |  |  |  | Auxiliary electricity |  | 0 | 2.5 | 0 | 617 | 0 |  |  |  |  | Auxiliary electricity |  | 0 | 2.5 | 0 | 617 | 0 |  |  |  |  | Auxiliary electricity |  | 0 | 2.5 | 0 | 617 | 0 |  |  |  |  | Auxiliary electricity |  | 0 | 2.5 | 0 | 617 | 0 |  |  |  |  | Auxiliary electricity |  | 0 | 2.5 | 0 | 617 | 0 |  |  |  |  | Auxiliary electricity |  | 0 | 2.5 | 0 | 617 | 0 |  |  |  |  | Auxiliary electricity |  | 0 | 2.5 | 0 | 617 | 0 |  |  |  |  | Auxiliary electricity |  | 0 | 2.5 | 0 | 617 | 0 |  |  |  |  | Auxiliary electricity |  | 0 | 2.5 | 0 | 617 | 0 |  |  |  |  | Auxiliary electricity |  | 0 | 2.5 | 0 | 617 | 0 |  |  |  |  | Auxiliary electricity |  | 0 | 2.5 | 0 | 617 | 0 |  |  |  |  | Auxiliary electricity |  | 0 | 2.5 | 0 | 617 | 0 |  |  |  |  | Auxiliary electricity |  | 0 | 2.5 | 0 | 617 | 0

## DH75-91_COST
|  | Insulation thickness [cm] | Element area (m2) | Construction cost index Germany (2022) | Specific costs [EUR/m2 element] (base 2015) | Specific net costs (excl. German taxes [EUR]) | Specific costs with Dutch taxes [EUR] | Total costs with Dutch index (FINAL) | Subsidy amount |  | Specific enegy need per year [kWh/m2/year] | Heat pump capacity [kW]
Facade/Außenwand WDVS | [5 empty] | 0.19 | 0.21 | 0.84886
| moderate | 0.57426 | 144 | 1.373 | 29.3598 | 23.7814 | 28.7755 | 3517.4072 | 2736
| deep | 11.2064 | 144 | 1.373 | 70.3801 | 57.0079 | 68.9796 | 8431.7896 | 2736
Roof (energiebedingte Mehrkosten)
| moderate | 7.0398 | 125.5 | 1.373 | 68.8206 | 55.7447 | 67.4511 | 7185.7077 | 1882.5
| deep | 16.4148 | 125.5 | 1.373 | 99.327 | 80.4549 | 97.3504 | 10370.9392 | 1882.5
Cellar (unterseitige Dämmung mit Bekleidung)
| moderate | 9.7699 | 95 | 1.373 | 95.277 | 77.1744 | 93.381 | 7530.4164 | 285
| deep | 10.2329 | 95 | 1.373 | 96.2623 | 77.9725 | 94.3467 | 7608.288 | 285
Windows double glazing (Fenster 2 WSL & 3 WSL) |  | Window area total [m2] | Window area total [m2]
| double -glass | Double glazing | 34.7 | 1.373 | 487.5227 | 394.8934 | 477.821 | 14074.4492 | 798.1
Doors | moderate | U1.5 | 2.8 | 1.373 | 1967.509 | 1593.6823 | 1928.3556 | 4583.3379
| heat pump only | [7 empty] | Costs with subsidy (heat pump) | Costs with subsidy (gas boiler) | 136.6671 | 14.1167
TOTAL COSTS | deep full | [6 empty] | 40485.466 | 29082.266 | 29082.266 | 48.6151 | 5.0216
| deep walls and floor | [6 empty] | 16040.0776 | 9998.0776 | 9998.0776 | 92.8272 | 9.5884
| deep walls and double glazing | [6 empty] | 22506.2388 | 15438.0388 | 15438.0388 | 86.9913 | 8.9856
| deep walls and roof | [6 empty] | 18802.7287 | 9565.7287 | 9565.7287 | 88.7529 | 9.1675
| deep floor and double glazing | [6 empty] | 21682.7372 | 19516.5372 | 19516.5372 | 86.9913 | 9.6463
| deep floor and roof | [6 empty] | 17979.2272 | 13644.2272 | 13644.2272 | 93.3881 | 8.9856
| deep roof and double glazing | [6 empty] | 21260.1569 | 15898.9569 | 15898.9569 | 87.5569 | 9.044
| deep walls | [6 empty] | 8431.7896 | 2959.7896 | 5695.7896 | 113.5982 | 11.7339
| deep floor | [6 empty] | 7608.288 | 7038.288 | 7323.288 | 118.0852 | 12.1973
| deep roof | [6 empty] | 10370.9392 | 6605.9392 | 8488.4392 | 114.1444 | 11.7903
| moderate full | [6 empty] | 32307.9805 | 20904.7805 | 20904.7805 | 73.6718 | 7.6098
| moderate walls and floor | [6 empty] | 11047.8236 | 5005.8236 | 5005.8236 | 115.4248 | 11.9225
| moderate walls and double glazing | [6 empty] | 17591.8564 | 10523.6564 | 10523.6564 | 109.6029 | 11.3212
| moderate walls and roof | [6 empty] | 10703.1149 | 1466.1149 | 1466.1149 | 116.1589 | 11.9984
| moderate floor and roof | [6 empty] | 14716.1241 | 10381.1241 | 10381.1241 | 103.6017 | 10.7013
| moderate floor and double glazing | [6 empty] | 21604.8656 | 19438.6656 | 19438.6656 | 96.9214 | 10.0113
| moderate roof and double glazing | [6 empty] | 21260.1569 | 15898.9569 | 15898.9569 | 97.676 | 10.0892
| double glazing | [6 empty] | 14074.4492 | 12478.2492 | 13276.3492 | 112.4402 | 11.6142

## SD65-74
SD65-74
| Reference area (conditioned flloor area) | 135.3
| AC,ref | m2
Energy balance calculation - Building Performance
Existing state | [10 empty] | Deep full retrofit | [10 empty] | Deep walls+floor | [10 empty] | Deep walls+double-glazing | [10 empty] | Deep walls+roof | [10 empty] | Deep floor+roof | [10 empty] | Deep floor+double-glazing | [10 empty] | Deep roof+double-glazing | [10 empty] | Deep walls | [10 empty] | Deep floor | [10 empty] | Deep roof | [10 empty] | Moderate full retrofit | [10 empty] | Moderate walls+floor retrofit | [10 empty] | Moderate walls+double glazing retrofit | [10 empty] | Moderate walls+roof retrofit | [10 empty] | Moderate floor+roof retrofit | [10 empty] | Moderate floor+double-glass retrofit | [10 empty] | Moderate roof+double glazing retrofit | [10 empty] | Double glazing retrofit
|  | Initial U-value (effective) | Element area | Adjustment factor for soil |  |  | Heat transfer coefficient by transmission | Annual heat flow related to AC,Ref | Heat load | heat transfer coefficients related to |  |  | Nominal insulation thickness | effective thermal conductivity | Actual U-value (effective) | Element area | Adjustment factor for soil | Heat transfer coefficient by transmission | Annual heat flow related to AC,Ref | Heat load | heat transfer coefficients related to |  |  | Nominal insulation thickness | effective thermal conductivity | Actual U-value (effective) | Element area | Adjustment factor for soil | Heat transfer coefficient by transmission | Annual heat flow related to AC,Ref | Heat load | heat transfer coefficients related to |  |  | Nominal insulation thickness | effective thermal conductivity | Actual U-value (effective) | Element area | Adjustment factor for soil | Heat transfer coefficient by transmission | Annual heat flow related to AC,Ref | Heat load | heat transfer coefficients related to |  |  | Nominal insulation thickness | effective thermal conductivity | Actual U-value (effective) | Element area | Adjustment factor for soil | Heat transfer coefficient by transmission | Annual heat flow related to AC,Ref | Heat load | heat transfer coefficients related to |  |  | Nominal insulation thickness | effective thermal conductivity | Actual U-value (effective) | Element area | Adjustment factor for soil | Heat transfer coefficient by transmission | Annual heat flow related to AC,Ref | Heat load | heat transfer coefficients related to |  |  | Nominal insulation thickness | effective thermal conductivity | Actual U-value (effective) | Element area | Adjustment factor for soil | Heat transfer coefficient by transmission | Annual heat flow related to AC,Ref | Heat load | heat transfer coefficients related to |  |  | Nominal insulation thickness | effective thermal conductivity | Actual U-value (effective) | Element area | Adjustment factor for soil | Heat transfer coefficient by transmission | Annual heat flow related to AC,Ref | Heat load | heat transfer coefficients related to |  |  | Nominal insulation thickness | effective thermal conductivity | Actual U-value (effective) | Element area | Adjustment factor for soil | Heat transfer coefficient by transmission | Annual heat flow related to AC,Ref | Heat load | heat transfer coefficients related to |  |  | Nominal insulation thickness | effective thermal conductivity | Actual U-value (effective) | Element area | Adjustment factor for soil | Heat transfer coefficient by transmission | Annual heat flow related to AC,Ref | Heat load | heat transfer coefficients related to |  |  | Nominal insulation thickness | effective thermal conductivity | Actual U-value (effective) | Element area | Adjustment factor for soil | Heat transfer coefficient by transmission | Annual heat flow related to AC,Ref | Heat load | heat transfer coefficients related to |  |  | Nominal insulation thickness | effective thermal conductivity | Actual U-value (effective) | Element area | Adjustment factor for soil | Heat transfer coefficient by transmission | Annual heat flow related to AC,Ref | Heat load | heat transfer coefficients related to |  |  | Nominal insulation thickness | effective thermal conductivity | Actual U-value (effective) | Element area | Adjustment factor for soil | Heat transfer coefficient by transmission | Annual heat flow related to AC,Ref | Heat load | heat transfer coefficients related to |  |  | Nominal insulation thickness | effective thermal conductivity | Actual U-value (effective) | Element area | Adjustment factor for soil | Heat transfer coefficient by transmission | Annual heat flow related to AC,Ref | Heat load | heat transfer coefficients related to |  |  | Nominal insulation thickness | effective thermal conductivity | Actual U-value (effective) | Element area | Adjustment factor for soil | Heat transfer coefficient by transmission | Annual heat flow related to AC,Ref | Heat load | heat transfer coefficients related to |  |  | Nominal insulation thickness | effective thermal conductivity | Actual U-value (effective) | Element area | Adjustment factor for soil | Heat transfer coefficient by transmission | Annual heat flow related to AC,Ref | Heat load | heat transfer coefficients related to |  |  | Nominal insulation thickness | effective thermal conductivity | Actual U-value (effective) | Element area | Adjustment factor for soil | Heat transfer coefficient by transmission | Annual heat flow related to AC,Ref | Heat load | heat transfer coefficients related to |  |  | Nominal insulation thickness | effective thermal conductivity | Actual U-value (effective) | Element area | Adjustment factor for soil | Heat transfer coefficient by transmission | Annual heat flow related to AC,Ref | Heat load | heat transfer coefficients related to |  |  | Nominal insulation thickness | effective thermal conductivity | Actual U-value (effective) | Element area | Adjustment factor for soil | Heat transfer coefficient by transmission | Annual heat flow related to AC,Ref | Heat load | heat transfer coefficients related to
|  | Uoriginal,i | Aenv,i | btr,i |  |  | Htr,i |  |  | AC,Ref |  |  | dinsulation,i | λinsulation,i | Uactual,i | Aenv,i | btr,i | Htr,i |  |  | AC,Ref |  |  | dinsulation,i | λinsulation,i | Uactual,i | Aenv,i | btr,i | Htr,i |  |  | AC,Ref |  |  | dinsulation,i | λinsulation,i | Uactual,i | Aenv,i | btr,i | Htr,i |  |  | AC,Ref |  |  | dinsulation,i | λinsulation,i | Uactual,i | Aenv,i | btr,i | Htr,i |  |  | AC,Ref |  |  | dinsulation,i | λinsulation,i | Uactual,i | Aenv,i | btr,i | Htr,i |  |  | AC,Ref |  |  | dinsulation,i | λinsulation,i | Uactual,i | Aenv,i | btr,i | Htr,i |  |  | AC,Ref |  |  | dinsulation,i | λinsulation,i | Uactual,i | Aenv,i | btr,i | Htr,i |  |  | AC,Ref |  |  | dinsulation,i | λinsulation,i | Uactual,i | Aenv,i | btr,i | Htr,i |  |  | AC,Ref |  |  | dinsulation,i | λinsulation,i | Uactual,i | Aenv,i | btr,i | Htr,i |  |  | AC,Ref |  |  | dinsulation,i | λinsulation,i | Uactual,i | Aenv,i | btr,i | Htr,i |  |  | AC,Ref |  |  | dinsulation,i | λinsulation,i | Uactual,i | Aenv,i | btr,i | Htr,i |  |  | AC,Ref |  |  | dinsulation,i | λinsulation,i | Uactual,i | Aenv,i | btr,i | Htr,i |  |  | AC,Ref |  |  | dinsulation,i | λinsulation,i | Uactual,i | Aenv,i | btr,i | Htr,i |  |  | AC,Ref |  |  | dinsulation,i | λinsulation,i | Uactual,i | Aenv,i | btr,i | Htr,i |  |  | AC,Ref |  |  | dinsulation,i | λinsulation,i | Uactual,i | Aenv,i | btr,i | Htr,i |  |  | AC,Ref |  |  | dinsulation,i | λinsulation,i | Uactual,i | Aenv,i | btr,i | Htr,i |  |  | AC,Ref |  |  | dinsulation,i | λinsulation,i | Uactual,i | Aenv,i | btr,i | Htr,i |  |  | AC,Ref |  |  | dinsulation,i | λinsulation,i | Uactual,i | Aenv,i | btr,i | Htr,i |  |  | AC,Ref
|  | W/(m²K) | m2 |  |  |  | W/K | kWh/(m²a) | kW | W/(m²K) |  |  | cm | W/(m*K) | W/(m²K) | m2 |  | W/K | kWh/(m²a) | kW | W/(m²K) |  |  | cm | W/(m*K) | W/(m²K) | m2 |  | W/K | kWh/(m²a) | kW | W/(m²K) |  |  | cm | W/(m*K) | W/(m²K) | m2 |  | W/K | kWh/(m²a) | kW | W/(m²K) |  |  | cm | W/(m*K) | W/(m²K) | m2 |  | W/K | kWh/(m²a) | kW | W/(m²K) |  |  | cm | W/(m*K) | W/(m²K) | m2 |  | W/K | kWh/(m²a) | kW | W/(m²K) |  |  | cm | W/(m*K) | W/(m²K) | m2 |  | W/K | kWh/(m²a) | kW | W/(m²K) |  |  | cm | W/(m*K) | W/(m²K) | m2 |  | W/K | kWh/(m²a) | kW | W/(m²K) |  |  | cm | W/(m*K) | W/(m²K) | m2 |  | W/K | kWh/(m²a) | kW | W/(m²K) |  |  | cm | W/(m*K) | W/(m²K) | m2 |  | W/K | kWh/(m²a) | kW | W/(m²K) |  |  | cm | W/(m*K) | W/(m²K) | m2 |  | W/K | kWh/(m²a) | kW | W/(m²K) |  |  | cm | W/(m*K) | W/(m²K) | m2 |  | W/K | kWh/(m²a) | kW | W/(m²K) |  |  | cm | W/(m*K) | W/(m²K) | m2 |  | W/K | kWh/(m²a) | kW | W/(m²K) |  |  | cm | W/(m*K) | W/(m²K) | m2 |  | W/K | kWh/(m²a) | kW | W/(m²K) |  |  | cm | W/(m*K) | W/(m²K) | m2 |  | W/K | kWh/(m²a) | kW | W/(m²K) |  |  | cm | W/(m*K) | W/(m²K) | m2 |  | W/K | kWh/(m²a) | kW | W/(m²K) |  |  | cm | W/(m*K) | W/(m²K) | m2 |  | W/K | kWh/(m²a) | kW | W/(m²K) |  |  | cm | W/(m*K) | W/(m²K) | m2 |  | W/K | kWh/(m²a) | kW | W/(m²K) |  |  | cm | W/(m*K) | W/(m²K) | m2 |  | W/K | kWh/(m²a) | kW | W/(m²K)
| Roof 1 | 0.893 | 65.2 | 1 |  |  | 58.2236 | 24.4559 |  |  |  | Roof 1 | 17.9556 | 0.035 | 0.16 | 65.2 | 1 | 10.432 | 5.1067 |  |  |  | Roof 1 | 0 | 0.035 | 0.893 | 65.2 | 1 | 58.2236 | 25.8394 |  |  |  | Roof 1 | 0 | 0.035 | 0.893 | 65.2 | 1 | 58.2236 | 25.8896 |  |  |  | Roof 1 | 17.9556 | 0.035 | 0.16 | 65.2 | 1 | 10.432 | 4.625 |  |  |  | Roof 1 | 17.9556 | 0.035 | 0.16 | 65.2 | 1 | 10.432 | 4.5368 |  |  |  | Roof 1 | 0 | 0.035 | 0.893 | 65.2 | 1 | 58.2236 | 25.8896 |  |  |  | Roof 1 | 17.9556 | 0.035 | 0.16 | 65.2 | 1 | 10.432 | 4.5458 |  |  |  | Roof 1 | 0 | 0.035 | 0.893 | 65.2 | 1 | 58.2236 | 25.3936 |  |  |  | Roof 1 | 0 | 0.035 | 0.893 | 65.2 | 1 | 58.2236 | 24.9018 |  |  |  | Roof 1 | 17.9556 | 0.035 | 0.16 | 65.2 | 1 | 10.432 | 4.457 |  |  |  | Roof 1 | 8.5806 | 0.035 | 0.28 | 65.2 | 1 | 18.256 | 8.279 |  |  |  | Roof 1 | 0 | 0.035 | 0.893 | 65.2 | 1 | 58.2236 | 25.5572 |  |  |  | Roof 1 | 0 | 0.035 | 0.893 | 65.2 | 1 | 58.2236 | 25.6096 |  |  |  | Roof 1 | 8.5806 | 0.035 | 0.28 | 65.2 | 1 | 18.256 | 7.9844 |  |  |  | Roof 1 | 8.5806 | 0.035 | 0.28 | 65.2 | 1 | 18.256 | 7.9173 |  |  |  | Roof 1 | 0 | 0.035 | 0.893 | 65.2 | 1 | 58.2236 | 25.3956 |  |  |  | Roof 1 | 8.5806 | 0.035 | 0.28 | 65.2 | 1 | 18.256 | 7.9337 |  |  |  | Roof 1 | 0 | 0.035 | 0.893 | 65.2 | 1 | 58.2236 | 24.9519
| Roof 2 | 0.893 | 13.98 | 1 |  |  | 12.4841 | 5.2438 |  |  |  | Roof 2 | 17.9556 | 0.035 | 0.16 | 13.98 | 1 | 2.2368 | 1.095 |  |  |  | Roof 2 | 0 | 0.035 | 0.893 | 13.98 | 1 | 12.4841 | 5.5404 |  |  |  | Roof 2 | 0 | 0.035 | 0.893 | 13.98 | 1 | 12.4841 | 5.5512 |  |  |  | Roof 2 | 17.9556 | 0.035 | 0.16 | 13.98 | 1 | 2.2368 | 0.99167 |  |  |  | Roof 2 | 17.9556 | 0.035 | 0.16 | 13.98 | 1 | 2.2368 | 0.97278 |  |  |  | Roof 2 | 0 | 0.035 | 0.893 | 13.98 | 1 | 12.4841 | 5.5512 |  |  |  | Roof 2 | 17.9556 | 0.035 | 0.16 | 13.98 | 1 | 2.2368 | 0.9747 |  |  |  | Roof 2 |  | 0.035 | 0.893 | 13.98 | 1 | 12.4841 | 5.4448 |  |  |  | Roof 2 |  | 0.035 | 0.893 | 13.98 | 1 | 12.4841 | 5.3394 |  |  |  | Roof 2 |  | 0.035 | 0.16 | 13.98 | 1 | 2.2368 | 0.95565 |  |  |  | Roof 2 | 8.5806 | 0.035 | 0.28 | 13.98 | 1 | 3.9144 | 1.7752 |  |  |  | Roof 2 | 0 | 0.035 | 0.893 | 13.98 | 1 | 12.4841 | 5.4799 |  |  |  | Roof 2 |  | 0.035 | 0.893 | 13.98 | 1 | 12.4841 | 5.4911 |  |  |  | Roof 2 |  | 0.035 | 0.28 | 13.98 | 1 | 3.9144 | 1.712 |  |  |  | Roof 2 |  | 0.035 | 0.28 | 13.98 | 1 | 3.9144 | 1.6976 |  |  |  | Roof 2 |  | 0.035 | 0.893 | 13.98 | 1 | 12.4841 | 5.4452 |  |  |  | Roof 2 |  | 0.035 | 0.28 | 13.98 | 1 | 3.9144 | 1.7011 |  |  |  | Roof 2 |  | 0.035 | 0.893 | 13.98 | 1 | 12.4841 | 5.3501
| Wall 1 | 1.449 | 104.7 | 1 |  |  | 151.7103 | 63.7235 |  |  |  | Wall 1 | 12.7473 | 0.035 | 0.21 | 104.7 | 1 | 21.987 | 10.7632 |  |  |  | Wall 1 | 14.2512 | 0.035 | 0.21 | 104.7 | 1 | 21.987 | 9.7578 |  |  |  | Wall 1 | 14.2512 | 0.035 | 0.21 | 104.7 | 1 | 21.987 | 9.7767 |  |  |  | Wall 1 | 14.2512 | 0.035 | 0.21 | 104.7 | 1 | 21.987 | 9.7478 |  |  |  | Wall 1 | 0 | 0.035 | 1.449 | 104.7 | 1 | 151.7103 | 65.9784 |  |  |  | Wall 1 | 14.2512 | 0.035 | 0.21 | 104.7 | 1 | 21.987 | 9.7767 |  |  |  | Wall 1 | 0 | 0.035 | 1.449 | 104.7 | 1 | 151.7103 | 66.1091 |  |  |  | Wall 1 | 14.2512 | 0.035 | 0.21 | 104.7 | 1 | 21.987 | 9.5894 |  |  |  | Wall 1 | 0 | 0.035 | 1.449 | 104.7 | 1 | 151.7103 | 64.8852 |  |  |  | Wall 1 | 0 | 0.035 | 1.449 | 104.7 | 1 | 151.7103 | 64.8167 |  |  |  | Wall 1 | 2.1151 | 0.035 | 0.58 | 104.7 | 1 | 60.726 | 27.5389 |  |  |  | Wall 1 | 0 | 0.035 | 0.58 | 104.7 | 1 | 60.726 | 26.6557 |  |  |  | Wall 1 | 0 | 0.035 | 0.58 | 104.7 | 1 | 60.726 | 26.7103 |  |  |  | Wall 1 | 0 | 0.035 | 0.58 | 104.7 | 1 | 60.726 | 26.5588 |  |  |  | Wall 1 | 0 | 0.035 | 1.449 | 104.7 | 1 | 151.7103 | 65.7938 |  |  |  | Wall 1 | 0 | 0.035 | 1.449 | 104.7 | 1 | 151.7103 | 66.172 |  |  |  | Wall 1 | 0 | 0.035 | 1.449 | 104.7 | 1 | 151.7103 | 65.9301 |  |  |  | Wall 1 | 0 | 0.035 | 1.449 | 104.7 | 1 | 151.7103 | 65.0159
| Wall 2 | [6 empty] | 0 |  |  |  | Wall 2 |  |  |  | 0 |  |  | 0 |  |  |  | Wall 2 |  |  |  | 0 |  |  | 0 |  |  |  | Wall 2 |  |  |  | 0 |  |  | 0 |  |  |  | Wall 2 |  |  |  | 0 |  |  | 0 |  |  |  | Wall 2 |  |  |  | 0 |  |  | 0 |  |  |  | Wall 2 |  |  |  | 0 |  |  | 0 |  |  |  | Wall 2 |  |  |  | 0 |  |  | 0 |  |  |  | Wall 2 |  |  |  | 0 |  |  | 0 |  |  |  | Wall 2 |  |  |  | 0 |  |  | 0 |  |  |  | Wall 2 |  |  |  | 0 |  |  | 0 |  |  |  | Wall 2 |  |  |  | 0 |  |  | 0 |  |  |  | Wall 2 |  |  |  | 0 |  |  | 0 |  |  |  | Wall 2 |  |  |  | 0 |  |  | 0 |  |  |  | Wall 2 |  |  |  | 0 |  |  | 0 |  |  |  | Wall 2 |  |  |  | 0 |  |  | 0 |  |  |  | Wall 2 |  |  |  | 0 |  |  | 0 |  |  |  | Wall 2 |  |  |  | 0 |  |  | 0 |  |  |  | Wall 2 |  |  |  | 0 |  |  | 0
| Wall 3 | [6 empty] | 0 |  |  |  | Wall 3 |  |  |  | 0 |  |  | 0 |  |  |  | Wall 3 |  |  |  | 0 |  |  | 0 |  |  |  | Wall 3 |  |  |  | 0 |  |  | 0 |  |  |  | Wall 3 |  |  |  | 0 |  |  | 0 |  |  |  | Wall 3 |  |  |  | 0 |  |  | 0 |  |  |  | Wall 3 |  |  |  | 0 |  |  | 0 |  |  |  | Wall 3 |  |  |  | 0 |  |  | 0 |  |  |  | Wall 3 |  |  |  | 0 |  |  | 0 |  |  |  | Wall 3 |  |  |  | 0 |  |  | 0 |  |  |  | Wall 3 |  |  |  | 0 |  |  | 0 |  |  |  | Wall 3 |  |  |  | 0 |  |  | 0 |  |  |  | Wall 3 |  |  |  | 0 |  |  | 0 |  |  |  | Wall 3 |  |  |  | 0 |  |  | 0 |  |  |  | Wall 3 |  |  |  | 0 |  |  | 0 |  |  |  | Wall 3 |  |  |  | 0 |  |  | 0 |  |  |  | Wall 3 |  |  |  | 0 |  |  | 0 |  |  |  | Wall 3 |  |  |  | 0 |  |  | 0 |  |  |  | Wall 3 |  |  |  | 0 |  |  | 0
| Floor 1 | 2.326 | 60 | 0.5 |  |  | 69.78 | 29.31 |  |  |  | Floor 1 | 11.4582 | 0.035 | 0.27 | 60 | 0.5 | 8.1 | 3.9651 |  |  |  | Floor 1 | 11.4582 | 0.035 | 0.27 | 60 | 0.5 | 8.1 | 3.5948 |  |  |  | Floor 1 | 0 | 0.035 | 2.326 | 60 | 0.5 | 69.78 | 31.0282 |  |  |  | Floor 1 | 0 | 0.035 | 2.326 | 60 | 0.5 | 69.78 | 30.9366 |  |  |  | Floor 1 | 11.4582 | 0.035 | 0.27 | 60 | 0.5 | 8.1 | 3.5227 |  |  |  | Floor 1 | 0 | 0.035 | 2.326 | 60 | 0.5 | 69.78 | 31.0282 |  |  |  | Floor 1 | 0 | 0.035 | 2.326 | 60 | 0.5 | 69.78 | 30.4072 |  |  |  | Floor 1 | 0 | 0.035 | 2.326 | 60 | 0.5 | 69.78 | 30.4338 |  |  |  | Floor 1 | 11.4582 | 0.035 | 0.27 | 60 | 0.5 | 8.1 | 3.4643 |  |  |  | Floor 1 | 0 | 0.035 | 2.326 | 60 | 0.5 | 69.78 | 29.8128 |  |  |  | Floor 1 | 10.9953 | 0.035 | 0.28 | 60 | 0.5 | 8.4 | 3.8094 |  |  |  | Floor 1 | 10.9953 | 0.035 | 0.28 | 60 | 0.5 | 8.4 | 3.6872 |  |  |  | Floor 1 | 0 | 0.035 | 2.326 | 60 | 0.5 | 69.78 | 30.6926 |  |  |  | Floor 1 | 0 | 0.035 | 2.326 | 60 | 0.5 | 69.78 | 30.5187 |  |  |  | Floor 1 | 10.9953 | 0.035 | 0.28 | 60 | 0.5 | 8.4 | 3.6429 |  |  |  | Floor 1 | 10.9953 | 0.035 | 0.28 | 60 | 0.5 | 8.4 | 3.6639 |  |  |  | Floor 1 | 0 | 0.035 | 2.326 | 60 | 0.5 | 69.78 | 30.3249 |  |  |  | Floor 1 | 0 | 0.035 | 2.326 | 60 | 0.5 | 69.78 | 29.9044
| Floor 2 | [6 empty] | 0 |  |  |  | Floor 2 |  |  |  | 0 |  |  | 0 |  |  |  | Floor 2 |  |  |  | 0 |  |  | 0 |  |  |  | Floor 2 |  |  |  | 0 |  |  | 0 |  |  |  | Floor 2 |  |  |  | 0 |  |  | 0 |  |  |  | Floor 2 |  |  |  | 0 |  |  | 0 |  |  |  | Floor 2 |  |  |  | 0 |  |  | 0 |  |  |  | Floor 2 |  |  |  | 0 |  |  | 0 |  |  |  | Floor 2 |  |  |  | 0 |  |  | 0 |  |  |  | Floor 2 |  |  |  | 0 |  |  | 0 |  |  |  | Floor 2 |  |  |  | 0 |  |  | 0 |  |  |  | Floor 2 |  |  |  | 0 |  |  | 0 |  |  |  | Floor 2 |  |  |  | 0 |  |  | 0 |  |  |  | Floor 2 |  |  |  | 0 |  |  | 0 |  |  |  | Floor 2 |  |  |  | 0 |  |  | 0 |  |  |  | Floor 2 |  |  |  | 0 |  |  | 0 |  |  |  | Floor 2 |  |  |  | 0 |  |  | 0 |  |  |  | Floor 2 |  |  |  | 0 |  |  | 0 |  |  |  | Floor 2 |  |  |  | 0 |  |  | 0
| Window 1 | 5.2 | 6.7 | 1 |  |  | 34.84 | 14.634 |  |  |  | Window 1 | Replace |  | 1.2 | 6.7 | 1 | 8.04 | 3.9358 |  |  |  | Window 1 | Replace |  | 5.2 | 6.7 | 1 | 34.84 | 15.4619 |  |  |  | Window 1 | Replace |  | 1.2 | 6.7 | 1 | 8.04 | 3.5751 |  |  |  | Window 1 | Replace |  | 5.2 | 6.7 | 1 | 34.84 | 15.4461 |  |  |  | Window 1 | Replace |  | 5.2 | 6.7 | 1 | 34.84 | 15.1518 |  |  |  | Window 1 | Replace |  | 1.2 | 6.7 | 1 | 8.04 | 3.5751 |  |  |  | Window 1 | Replace |  | 1.2 | 6.7 | 1 | 8.04 | 3.5035 |  |  |  | Window 1 | Replace |  | 5.2 | 6.7 | 1 | 34.84 | 15.1951 |  |  |  | Window 1 | Replace |  | 5.2 | 6.7 | 1 | 34.84 | 14.9008 |  |  |  | Window 1 | Replace |  | 5.2 | 6.7 | 1 | 34.84 | 14.885 |  |  |  | Window 1 | Replace |  | 1.2 | 6.7 | 1 | 8.04 | 3.6461 |  |  |  | Window 1 | Replace |  | 5.2 | 6.7 | 1 | 34.84 | 15.293 |  |  |  | Window 1 | Replace |  | 1.2 | 6.7 | 1 | 8.04 | 3.5364 |  |  |  | Window 1 | Replace |  | 5.2 | 6.7 | 1 | 34.84 | 15.2375 |  |  |  | Window 1 | Replace |  | 5.2 | 6.7 | 1 | 34.84 | 15.1094 |  |  |  | Window 1 | Replace |  | 1.2 | 6.7 | 1 | 8.04 | 3.5068 |  |  |  | Window 1 | Replace |  | 1.2 | 6.7 | 1 | 8.04 | 3.494 |  |  |  | Window 1 | Replace |  | 1.2 | 6.7 | 1 | 8.04 | 3.4456
| Window 2 | 2.9 | 24.6 | 1 |  |  | 71.34 | 29.9652 |  |  |  | Window 2 | Replace |  | 1.2 | 24.6 | 1 | 29.52 | 14.4507 |  |  |  | Window 2 | Replace |  | 2.9 | 24.6 | 1 | 71.34 | 31.6604 |  |  |  | Window 2 | Replace |  | 1.2 | 24.6 | 1 | 29.52 | 13.1263 |  |  |  | Window 2 | Replace |  | 2.9 | 24.6 | 1 | 71.34 | 31.6282 |  |  |  | Window 2 | Replace |  | 2.9 | 24.6 | 1 | 71.34 | 31.0256 |  |  |  | Window 2 | Replace |  | 1.2 | 24.6 | 1 | 29.52 | 13.1263 |  |  |  | Window 2 | Replace |  | 1.2 | 24.6 | 1 | 29.52 | 12.8636 |  |  |  | Window 2 | Replace |  | 2.9 | 24.6 | 1 | 71.34 | 31.1142 |  |  |  | Window 2 | Replace |  | 2.9 | 24.6 | 1 | 71.34 | 30.5115 |  |  |  | Window 2 | Replace |  | 2.9 | 24.6 | 1 | 71.34 | 30.4793 |  |  |  | Window 2 | Replace |  | 1.2 | 24.6 | 1 | 29.52 | 13.3872 |  |  |  | Window 2 | Replace |  | 2.9 | 24.6 | 1 | 71.34 | 31.3147 |  |  |  | Window 2 | Replace |  | 1.2 | 24.6 | 1 | 29.52 | 12.9843 |  |  |  | Window 2 | Replace |  | 2.9 | 24.6 | 1 | 71.34 | 31.2009 |  |  |  | Window 2 | Replace |  | 2.9 | 24.6 | 1 | 71.34 | 30.9387 |  |  |  | Window 2 | Replace |  | 1.2 | 24.6 | 1 | 29.52 | 12.8758 |  |  |  | Window 2 | Replace |  | 1.2 | 24.6 | 1 | 29.52 | 12.8288 |  |  |  | Window 2 | Replace |  | 1.2 | 24.6 | 1 | 29.52 | 12.6509
| Door 1 | 3.5 | 1.9 | 1 |  |  | 6.65 | 2.7932 |  |  |  | Door 1 | Replace |  | 3.5 | 1.9 | 1 | 6.65 | 3.2553 |  |  |  | Door 1 | Replace |  | 3.5 | 1.9 | 1 | 6.65 | 2.9512 |  |  |  | Door 1 | Replace |  | 3.5 | 1.9 | 1 | 6.65 | 2.957 |  |  |  | Door 1 | Replace |  | 3.5 | 1.9 | 1 | 6.65 | 2.9482 |  |  |  | Door 1 | Replace |  | 3.5 | 1.9 | 1 | 6.65 | 2.8921 |  |  |  | Door 1 | Replace |  | 3.5 | 1.9 | 1 | 6.65 | 2.957 |  |  |  | Door 1 | Replace |  | 3.5 | 1.9 | 1 | 6.65 | 2.8978 |  |  |  | Door 1 | Replace |  | 3.5 | 1.9 | 1 | 6.65 | 2.9003 |  |  |  | Door 1 | Replace |  | 3.5 | 1.9 | 1 | 6.65 | 2.8441 |  |  |  | Door 1 | Replace |  | 3.5 | 1.9 | 1 | 6.65 | 2.8411 |  |  |  | Door 1 | Replace |  | 3.5 | 1.9 | 1 | 6.65 | 3.0157 |  |  |  | Door 1 | Replace |  | 3.5 | 1.9 | 1 | 6.65 | 2.919 |  |  |  | Door 1 | Replace |  | 3.5 | 1.9 | 1 | 6.65 | 2.925 |  |  |  | Door 1 | Replace |  | 3.5 | 1.9 | 1 | 6.65 | 2.9084 |  |  |  | Door 1 | Replace |  | 3.5 | 1.9 | 1 | 6.65 | 2.884 |  |  |  | Door 1 | Replace |  | 3.5 | 1.9 | 1 | 6.65 | 2.9006 |  |  |  | Door 1 | Replace |  | 3.5 | 1.9 | 1 | 6.65 | 2.89 |  |  |  | Door 1 | Replace |  | 3.5 | 1.9 | 1 | 6.65 | 2.8499
|  | DUtb | S Aenv,i |  |  |  | Htr,tb | [7 empty] | DUtb | S Aenv,i |  | Htr,tb | [7 empty] | DUtb | S Aenv,i |  | Htr,tb | [6 empty] | DUtb |  | S Aenv,i |  | Htr,tb | [7 empty] | DUtb | S Aenv,i |  | Htr,tb | [7 empty] | DUtb | S Aenv,i |  | Htr,tb | [7 empty] | DUtb | S Aenv,i |  | Htr,tb | [7 empty] | DUtb | S Aenv,i |  | Htr,tb | [7 empty] | DUtb | S Aenv,i |  | Htr,tb | [7 empty] | DUtb | S Aenv,i |  | Htr,tb | [7 empty] | DUtb | S Aenv,i |  | Htr,tb | [7 empty] | DUtb | S Aenv,i |  | Htr,tb | [7 empty] | DUtb | S Aenv,i |  | Htr,tb | [7 empty] | DUtb | S Aenv,i |  | Htr,tb | [7 empty] | DUtb | S Aenv,i |  | Htr,tb | [7 empty] | DUtb | S Aenv,i |  | Htr,tb | [7 empty] | DUtb | S Aenv,i |  | Htr,tb | [7 empty] | DUtb | S Aenv,i |  | Htr,tb | [7 empty] | DUtb | S Aenv,i |  | Htr,tb
|  | 0 | 277.08 | 1 |  |  | 0 | [7 empty] | 0 | 277.08 | 1 | 0 | [7 empty] | 0 | 277.08 | 1 | 0 | [6 empty] | 0 |  | 277.08 | 1 | 0 | 0 | [6 empty] | 0 | 277.08 | 1 | 0 | [7 empty] | 0 | 277.08 | 1 | 0 | [7 empty] | 0 | 277.08 | 1 | 0 | [7 empty] | 0 | 277.08 | 1 | 0 | [7 empty] | 0 | 277.08 | 1 | 0 | [7 empty] | 0 | 277.08 | 1 | 0 | [7 empty] | 0 | 277.08 | 1 | 0 | [7 empty] | 0 | 277.08 | 1 | 0 | [7 empty] | 0 | 277.08 | 1 | 0 | [7 empty] | 0 | 277.08 | 1 | 0 | [7 empty] | 0 | 277.08 | 1 | 0 | [7 empty] | 0 | 277.08 | 1 | 0 | [7 empty] | 0 | 277.08 | 1 | 0 | [7 empty] | 0 | 277.08 | 1 | 0 | [7 empty] | 0 | 277.08 | 1 | 0
| Heat transfer coefficient by transmission Htr | [5 empty] | 405.028 | 170.1257 | 12.1508 | 2.9936 |  | Heat transfer coefficient by transmission Htr | [5 empty] | 86.9658 | 42.5718 | 2.609 | 0.64276 |  | Heat transfer coefficient by transmission Htr | [5 empty] | 213.6247 | 94.8059 | 6.4087 | 1.5789 |  | Heat transfer coefficient by transmission Htr | [5 empty] | 206.6847 | 91.904 | 6.2005 | 1.5276 |  | Heat transfer coefficient by transmission Htr | [5 empty] | 217.2658 | 96.3236 | 6.518 | 1.6058 |  | Heat transfer coefficient by transmission Htr | [5 empty] | 285.3091 | 124.0801 | 8.5593 | 2.1087 |  | Heat transfer coefficient by transmission Htr | [5 empty] | 206.6847 | 91.904 | 6.2005 | 1.5276 |  | Heat transfer coefficient by transmission Htr | [5 empty] | 278.3691 | 121.3017 | 8.3511 | 2.0574 |  | Heat transfer coefficient by transmission Htr | [5 empty] | 275.3047 | 120.0711 | 8.2591 | 2.0348 |  | Heat transfer coefficient by transmission Htr | [5 empty] | 343.348 | 146.8471 | 10.3004 | 2.5377 |  | Heat transfer coefficient by transmission Htr | [5 empty] | 346.9891 | 148.2475 | 10.4097 | 2.5646 |  | Heat transfer coefficient by transmission Htr | [5 empty] | 135.5064 | 61.4514 | 4.0652 | 1.0015 |  | Heat transfer coefficient by transmission Htr | [5 empty] | 252.6637 | 110.9067 | 7.5799 | 1.8674 |  | Heat transfer coefficient by transmission Htr | [5 empty] | 245.4237 | 107.9493 | 7.3627 | 1.8139 |  | Heat transfer coefficient by transmission Htr | [5 empty] | 265.5064 | 116.1207 | 7.9652 | 1.9624 |  | Heat transfer coefficient by transmission Htr | [5 empty] | 295.1107 | 127.9837 | 8.8533 | 2.1812 |  | Heat transfer coefficient by transmission Htr | [5 empty] | 275.028 | 119.9599 | 8.2508 | 2.0327 |  | Heat transfer coefficient by transmission Htr | [5 empty] | 287.8707 | 125.1026 | 8.6361 | 2.1276 |  | Heat transfer coefficient by transmission Htr | [5 empty] | 336.408 | 144.1688 | 10.0922 | 2.4864
| Heat transfer coefficient by ventilation Hve | [5 empty] | 92.004 | 38.6448 |  |  |  | Heat transfer coefficient by ventilation Hve | [5 empty] | 57.5025 | 28.1488 |  |  |  | Heat transfer coefficient by ventilation Hve | [5 empty] | 69.003 | 30.6233 |  |  |  | Heat transfer coefficient by ventilation Hve | [5 empty] | 69.003 | 30.6827 |  |  |  | Heat transfer coefficient by ventilation Hve | [5 empty] | 69.003 | 30.5921 |  |  |  | Heat transfer coefficient by ventilation Hve | [5 empty] | 69.003 | 30.0092 |  |  |  | Heat transfer coefficient by ventilation Hve | [5 empty] | 69.003 | 30.6827 |  |  |  | Heat transfer coefficient by ventilation Hve | [5 empty] | 69.003 | 30.0687 |  |  |  | Heat transfer coefficient by ventilation Hve | [5 empty] | 80.5035 | 35.1107 |  |  |  | Heat transfer coefficient by ventilation Hve | [5 empty] | 80.5035 | 34.4307 |  |  |  | Heat transfer coefficient by ventilation Hve | [5 empty] | 80.5035 | 34.3943 |  |  |  | Heat transfer coefficient by ventilation Hve | [5 empty] | 69.003 | 31.2925 |  |  |  | Heat transfer coefficient by ventilation Hve | [5 empty] | 80.5035 | 35.337 |  |  |  | Heat transfer coefficient by ventilation Hve | [5 empty] | 80.5035 | 35.4094 |  |  |  | Heat transfer coefficient by ventilation Hve | [5 empty] | 80.5035 | 35.2086 |  |  |  | Heat transfer coefficient by ventilation Hve | [5 empty] | 80.5035 | 34.9128 |  |  |  | Heat transfer coefficient by ventilation Hve | [5 empty] | 80.5035 | 35.1135 |  |  |  | Heat transfer coefficient by ventilation Hve | [5 empty] | 80.5035 | 34.9851 |  |  |  | Heat transfer coefficient by ventilation Hve | [5 empty] | 80.5035 | 34.5
| Volume-specific heat air capacity | air change rate by use | air change rate by infiltration | room height (standard value) | [7 empty] | Volume-specific heat air capacity | air change rate by use | air change rate by infiltration | room height (standard value) | [7 empty] | Volume-specific heat air capacity | air change rate by use | air change rate by infiltration | room height (standard value) | [7 empty] | Volume-specific heat air capacity | air change rate by use | air change rate by infiltration | room height (standard value) | [7 empty] | Volume-specific heat air capacity | air change rate by use | air change rate by infiltration | room height (standard value) | [7 empty] | Volume-specific heat air capacity | air change rate by use | air change rate by infiltration | room height (standard value) | [7 empty] | Volume-specific heat air capacity | air change rate by use | air change rate by infiltration | room height (standard value) | [7 empty] | Volume-specific heat air capacity | air change rate by use | air change rate by infiltration | room height (standard value) | [7 empty] | Volume-specific heat air capacity | air change rate by use | air change rate by infiltration | room height (standard value) | [7 empty] | Volume-specific heat air capacity | air change rate by use | air change rate by infiltration | room height (standard value) | [7 empty] | Volume-specific heat air capacity | air change rate by use | air change rate by infiltration | room height (standard value) | [7 empty] | Volume-specific heat air capacity | air change rate by use | air change rate by infiltration | room height (standard value) | [7 empty] | Volume-specific heat air capacity | air change rate by use | air change rate by infiltration | room height (standard value) | [7 empty] | Volume-specific heat air capacity | air change rate by use | air change rate by infiltration | room height (standard value) | [7 empty] | Volume-specific heat air capacity | air change rate by use | air change rate by infiltration | room height (standard value) | [7 empty] | Volume-specific heat air capacity | air change rate by use | air change rate by infiltration | room height (standard value) | [7 empty] | Volume-specific heat air capacity | air change rate by use | air change rate by infiltration | room height (standard value) | [7 empty] | Volume-specific heat air capacity | air change rate by use | air change rate by infiltration | room height (standard value) | [7 empty] | Volume-specific heat air capacity | air change rate by use | air change rate by infiltration | room height (standard value)
| cp,air | nair,use | nair,infiltration | hroom | [7 empty] | cp,air | nair,use | nair,infiltration | hroom | [7 empty] | cp,air | nair,use | nair,infiltration | hroom | [7 empty] | cp,air | nair,use | nair,infiltration | hroom | [7 empty] | cp,air | nair,use | nair,infiltration | hroom | [7 empty] | cp,air | nair,use | nair,infiltration | hroom | [7 empty] | cp,air | nair,use | nair,infiltration | hroom | [7 empty] | cp,air | nair,use | nair,infiltration | hroom | [7 empty] | cp,air | nair,use | nair,infiltration | hroom | [7 empty] | cp,air | nair,use | nair,infiltration | hroom | [7 empty] | cp,air | nair,use | nair,infiltration | hroom | [7 empty] | cp,air | nair,use | nair,infiltration | hroom | [7 empty] | cp,air | nair,use | nair,infiltration | hroom | [7 empty] | cp,air | nair,use | nair,infiltration | hroom | [7 empty] | cp,air | nair,use | nair,infiltration | hroom | [7 empty] | cp,air | nair,use | nair,infiltration | hroom | [7 empty] | cp,air | nair,use | nair,infiltration | hroom | [7 empty] | cp,air | nair,use | nair,infiltration | hroom | [7 empty] | cp,air | nair,use | nair,infiltration | hroom
| Wh/(m³K) | 1/h | 1/h | m | [7 empty] | Wh/(m³K) | 1/h | 1/h | m | [7 empty] | Wh/(m³K) | 1/h | 1/h | m | [7 empty] | Wh/(m³K) | 1/h | 1/h | m | [7 empty] | Wh/(m³K) | 1/h | 1/h | m | [7 empty] | Wh/(m³K) | 1/h | 1/h | m | [7 empty] | Wh/(m³K) | 1/h | 1/h | m | [7 empty] | Wh/(m³K) | 1/h | 1/h | m | [7 empty] | Wh/(m³K) | 1/h | 1/h | m | [7 empty] | Wh/(m³K) | 1/h | 1/h | m | [7 empty] | Wh/(m³K) | 1/h | 1/h | m | [7 empty] | Wh/(m³K) | 1/h | 1/h | m | [7 empty] | Wh/(m³K) | 1/h | 1/h | m | [7 empty] | Wh/(m³K) | 1/h | 1/h | m | [7 empty] | Wh/(m³K) | 1/h | 1/h | m | [7 empty] | Wh/(m³K) | 1/h | 1/h | m | [7 empty] | Wh/(m³K) | 1/h | 1/h | m | [7 empty] | Wh/(m³K) | 1/h | 1/h | m | [7 empty] | Wh/(m³K) | 1/h | 1/h | m
| 0.34 | 0.4 | 0.4 | 2.5 | [7 empty] | 0.34 | 0.4 | 0.1 | 2.5 | [7 empty] | 0.34 | 0.4 | 0.2 | 2.5 | [7 empty] | 0.34 | 0.4 | 0.2 | 2.5 | [7 empty] | 0.34 | 0.4 | 0.2 | 2.5 | [7 empty] | 0.34 | 0.4 | 0.2 | 2.5 | [7 empty] | 0.34 | 0.4 | 0.2 | 2.5 | [7 empty] | 0.34 | 0.4 | 0.2 | 2.5 | [7 empty] | 0.34 | 0.4 | 0.3 | 2.5 | [7 empty] | 0.34 | 0.4 | 0.3 | 2.5 | [7 empty] | 0.34 | 0.4 | 0.3 | 2.5 | [7 empty] | 0.34 | 0.4 | 0.2 | 2.5 | [7 empty] | 0.34 | 0.4 | 0.3 | 2.5 | [7 empty] | 0.34 | 0.4 | 0.3 | 2.5 | [7 empty] | 0.34 | 0.4 | 0.3 | 2.5 | [7 empty] | 0.34 | 0.4 | 0.3 | 2.5 | [7 empty] | 0.34 | 0.4 | 0.3 | 2.5 | [7 empty] | 0.34 | 0.4 | 0.3 | 2.5 | [7 empty] | 0.34 | 0.4 | 0.3 | 2.5
| Total heat transfer Qht | [5 empty] | 28246.6521 | 208.7705 |  |  |  | Total heat transfer Qht | [5 empty] | 9568.4981 | 70.7206 |  |  |  | Total heat transfer Qht | [5 empty] | 16970.568 | 125.4292 |  |  |  | Total heat transfer Qht | [5 empty] | 16585.9885 | 122.5868 |  |  |  | Total heat transfer Qht | [5 empty] | 17171.6899 | 126.9157 |  |  |  | Total heat transfer Qht | [5 empty] | 20848.2804 | 154.0893 |  |  |  | Total heat transfer Qht | [5 empty] | 16585.9885 | 122.5868 |  |  |  | Total heat transfer Qht | [5 empty] | 20480.4136 | 151.3704 |  |  |  | Total heat transfer Qht | [5 empty] | 20996.107 | 155.1819 |  |  |  | Total heat transfer Qht | [5 empty] | 24526.8848 | 181.2778 |  |  |  | Total heat transfer Qht | [5 empty] | 24711.4359 | 182.6418 |  |  |  | Total heat transfer Qht | [5 empty] | 12548.2495 | 92.7439 |  |  |  | Total heat transfer Qht | [5 empty] | 19786.7744 | 146.2437 |  |  |  | Total heat transfer Qht | [5 empty] | 19396.4277 | 143.3587 |  |  |  | Total heat transfer Qht | [5 empty] | 20474.8581 | 151.3293 |  |  |  | Total heat transfer Qht | [5 empty] | 22039.8891 | 162.8964 |  |  |  | Total heat transfer Qht | [5 empty] | 20981.4315 | 155.0734 |  |  |  | Total heat transfer Qht | [5 empty] | 21659.8663 | 160.0877 |  |  |  | Total heat transfer Qht | [5 empty] | 24173.89 | 178.6688
| temperature reduction factor | internal temperature | external temperature | heating degree days | accumulated differences between internal and external temperature | [6 empty] | temperature reduction factor | internal temperature | external temperature | heating degree days | accumulated differences between internal and external temperature | [6 empty] | temperature reduction factor | internal temperature | external temperature | heating degree days | accumulated differences between internal and external temperature | [6 empty] | temperature reduction factor | internal temperature | external temperature | heating degree days | accumulated differences between internal and external temperature | [6 empty] | temperature reduction factor | internal temperature | external temperature | heating degree days | accumulated differences between internal and external temperature | [6 empty] | temperature reduction factor | internal temperature | external temperature | heating degree days | accumulated differences between internal and external temperature | [6 empty] | temperature reduction factor | internal temperature | external temperature | heating degree days | accumulated differences between internal and external temperature | [6 empty] | temperature reduction factor | internal temperature | external temperature | heating degree days | accumulated differences between internal and external temperature | [6 empty] | temperature reduction factor | internal temperature | external temperature | heating degree days | accumulated differences between internal and external temperature | [6 empty] | temperature reduction factor | internal temperature | external temperature | heating degree days | accumulated differences between internal and external temperature | [6 empty] | temperature reduction factor | internal temperature | external temperature | heating degree days | accumulated differences between internal and external temperature | [6 empty] | temperature reduction factor | internal temperature | external temperature | heating degree days | accumulated differences between internal and external temperature | [6 empty] | temperature reduction factor | internal temperature | external temperature | heating degree days | accumulated differences between internal and external temperature | [6 empty] | temperature reduction factor | internal temperature | external temperature | heating degree days | accumulated differences between internal and external temperature | [6 empty] | temperature reduction factor | internal temperature | external temperature | heating degree days | accumulated differences between internal and external temperature | [6 empty] | temperature reduction factor | internal temperature | external temperature | heating degree days | accumulated differences between internal and external temperature | [6 empty] | temperature reduction factor | internal temperature | external temperature | heating degree days | accumulated differences between internal and external temperature | [6 empty] | temperature reduction factor | internal temperature | external temperature | heating degree days | accumulated differences between internal and external temperature | [6 empty] | temperature reduction factor | internal temperature | external temperature | heating degree days | accumulated differences between internal and external temperature
| Fred | Ji | Je | dhs |  | x 0,024 | [5 empty] | Fred | Ji | Je | dhs |  | x 0,024 | [5 empty] | Fred | Ji | Je | dhs |  | x 0,024 | [5 empty] | Fred | Ji | Je | dhs |  | x 0,024 | [5 empty] | Fred | Ji | Je | dhs |  | x 0,024 | [5 empty] | Fred | Ji | Je | dhs |  | x 0,024 | [5 empty] | Fred | Ji | Je | dhs |  | x 0,024 | [5 empty] | Fred | Ji | Je | dhs |  | x 0,024 | [5 empty] | Fred | Ji | Je | dhs |  | x 0,024 | [5 empty] | Fred | Ji | Je | dhs |  | x 0,024 | [5 empty] | Fred | Ji | Je | dhs |  | x 0,024 | [5 empty] | Fred | Ji | Je | dhs |  | x 0,024 | [5 empty] | Fred | Ji | Je | dhs |  | x 0,024 | [5 empty] | Fred | Ji | Je | dhs |  | x 0,024 | [5 empty] | Fred | Ji | Je | dhs |  | x 0,024 | [5 empty] | Fred | Ji | Je | dhs |  | x 0,024 | [5 empty] | Fred | Ji | Je | dhs |  | x 0,024 | [5 empty] | Fred | Ji | Je | dhs |  | x 0,024 | [5 empty] | Fred | Ji | Je | dhs |  | x 0,024
| W/(m²K) | °C | °C | d/a | Kd/a | kKh/a |  | Design temperature for heat pump |  |  |  | W/(m²K) | °C | °C | d/a | Kd/a | kKh/a |  | Design temperature for heat pump |  |  |  | W/(m²K) | °C | °C | d/a | Kd/a | kKh/a |  | Design temperature for heat pump |  |  |  | W/(m²K) | °C | °C | d/a | Kd/a | kKh/a |  | Design temperature for heat pump |  |  |  | W/(m²K) | °C | °C | d/a | Kd/a | kKh/a |  | Design temperature for heat pump |  |  |  | W/(m²K) | °C | °C | d/a | Kd/a | kKh/a |  | Design temperature for heat pump |  |  |  | W/(m²K) | °C | °C | d/a | Kd/a | kKh/a |  | Design temperature for heat pump |  |  |  | W/(m²K) | °C | °C | d/a | Kd/a | kKh/a |  | Design temperature for heat pump |  |  |  | W/(m²K) | °C | °C | d/a | Kd/a | kKh/a |  | Design temperature for heat pump |  |  |  | W/(m²K) | °C | °C | d/a | Kd/a | kKh/a |  | Design temperature for heat pump |  |  |  | W/(m²K) | °C | °C | d/a | Kd/a | kKh/a |  | Design temperature for heat pump |  |  |  | W/(m²K) | °C | °C | d/a | Kd/a | kKh/a |  | Design temperature for heat pump |  |  |  | W/(m²K) | °C | °C | d/a | Kd/a | kKh/a |  | Design temperature for heat pump |  |  |  | W/(m²K) | °C | °C | d/a | Kd/a | kKh/a |  | Design temperature for heat pump |  |  |  | W/(m²K) | °C | °C | d/a | Kd/a | kKh/a |  | Design temperature for heat pump |  |  |  | W/(m²K) | °C | °C | d/a | Kd/a | kKh/a |  | Design temperature for heat pump |  |  |  | W/(m²K) | °C | °C | d/a | Kd/a | kKh/a |  | Design temperature for heat pump |  |  |  | W/(m²K) | °C | °C | d/a | Kd/a | kKh/a |  | Design temperature for heat pump |  |  |  | W/(m²K) | °C | °C | d/a | Kd/a | kKh/a |  | Design temperature for heat pump
| 0.83355 | 20 | 6.6 | 212 | 2840.8 | 68.1792 |  | -10 |  |  |  | 0.97145 | 20 | 6.6 | 212 | 2840.8 | 68.1792 |  | -10 |  |  |  | 0.8807 | 20 | 6.6 | 212 | 2840.8 | 68.1792 |  | -10 |  |  |  | 0.88241 | 20 | 6.6 | 212 | 2840.8 | 68.1792 |  | -10 |  |  |  | 0.87981 | 20 | 6.6 | 212 | 2840.8 | 68.1792 |  | -10 |  |  |  | 0.86304 | 20 | 6.6 | 212 | 2840.8 | 68.1792 |  | -10 |  |  |  | 0.88241 | 20 | 6.6 | 212 | 2840.8 | 68.1792 |  | -10 |  |  |  | 0.86475 | 20 | 6.6 | 212 | 2840.8 | 68.1792 |  | -10 |  |  |  | 0.86551 | 20 | 6.6 | 212 | 2840.8 | 68.1792 |  | -10 |  |  |  | 0.84874 | 20 | 6.6 | 212 | 2840.8 | 68.1792 |  | -10 |  |  |  | 0.84785 | 20 | 6.6 | 212 | 2840.8 | 68.1792 |  | -10 |  |  |  | 0.89995 | 20 | 6.6 | 212 | 2840.8 | 68.1792 |  | -10 |  |  |  | 0.87109 | 20 | 6.6 | 212 | 2840.8 | 68.1792 |  | -10 |  |  |  | 0.87287 | 20 | 6.6 | 212 | 2840.8 | 68.1792 |  | -10 |  |  |  | 0.86792 | 20 | 6.6 | 212 | 2840.8 | 68.1792 |  | -10 |  |  |  | 0.86063 | 20 | 6.6 | 212 | 2840.8 | 68.1792 |  | -10 |  |  |  | 0.86558 | 20 | 6.6 | 212 | 2840.8 | 68.1792 |  | -10 |  |  |  | 0.86241 | 20 | 6.6 | 212 | 2840.8 | 68.1792 |  | -10 |  |  |  | 0.85045 | 20 | 6.6 | 212 | 2840.8 | 68.1792 |  | -10
| Solar heat load during heating season Qsol | [5 empty] | 1905.7188 | 14.0851 |  |  |  | Solar heat load during heating season Qsol | [5 empty] | 1588.099 | 11.7376 |  |  |  | Solar heat load during heating season Qsol | [5 empty] | 1588.099 | 11.7376 |  |  |  | Solar heat load during heating season Qsol | [5 empty] | 1588.099 | 11.7376 |  |  |  | Solar heat load during heating season Qsol | [5 empty] | 1588.099 | 11.7376 |  |  |  | Solar heat load during heating season Qsol | [5 empty] | 1588.099 | 11.7376 |  |  |  | Solar heat load during heating season Qsol | [5 empty] | 1588.099 | 11.7376 |  |  |  | Solar heat load during heating season Qsol | [5 empty] | 1588.099 | 11.7376 |  |  |  | Solar heat load during heating season Qsol | [5 empty] | 1588.099 | 11.7376 |  |  |  | Solar heat load during heating season Qsol | [5 empty] | 1588.099 | 11.7376 |  |  |  | Solar heat load during heating season Qsol | [5 empty] | 1588.099 | 11.7376 |  |  |  | Solar heat load during heating season Qsol | [5 empty] | 1588.099 | 11.7376 |  |  |  | Solar heat load during heating season Qsol | [5 empty] | 1588.099 | 11.7376 |  |  |  | Solar heat load during heating season Qsol | [5 empty] | 1588.099 | 11.7376 |  |  |  | Solar heat load during heating season Qsol | [5 empty] | 1588.099 | 11.7376 |  |  |  | Solar heat load during heating season Qsol | [5 empty] | 1588.099 | 11.7376 |  |  |  | Solar heat load during heating season Qsol | [5 empty] | 1588.099 | 11.7376 |  |  |  | Solar heat load during heating season Qsol | [5 empty] | 1588.099 | 11.7376 |  |  |  | Solar heat load during heating season Qsol | [5 empty] | 1588.099 | 11.7376
Window orientation | external shading Fsh | frame area fraction FF | non-perpen- dicular FW | solar energy transmittance ggl,n | window area Awindow,i | solar global radiation Isol,i |  |  |  |  | Window orientation | external shading Fsh | frame area fraction FF | non-perpen- dicular FW | solar energy transmittance ggl,n | window area Awindow,i | solar global radiation Isol,i |  |  |  |  | Window orientation | external shading Fsh | frame area fraction FF | non-perpen- dicular FW | solar energy transmittance ggl,n | window area Awindow,i | solar global radiation Isol,i |  |  |  |  | Window orientation | external shading Fsh | frame area fraction FF | non-perpen- dicular FW | solar energy transmittance ggl,n | window area Awindow,i | solar global radiation Isol,i |  |  |  |  | Window orientation | external shading Fsh | frame area fraction FF | non-perpen- dicular FW | solar energy transmittance ggl,n | window area Awindow,i | solar global radiation Isol,i |  |  |  |  | Window orientation | external shading Fsh | frame area fraction FF | non-perpen- dicular FW | solar energy transmittance ggl,n | window area Awindow,i | solar global radiation Isol,i |  |  |  |  | Window orientation | external shading Fsh | frame area fraction FF | non-perpen- dicular FW | solar energy transmittance ggl,n | window area Awindow,i | solar global radiation Isol,i |  |  |  |  | Window orientation | external shading Fsh | frame area fraction FF | non-perpen- dicular FW | solar energy transmittance ggl,n | window area Awindow,i | solar global radiation Isol,i |  |  |  |  | Window orientation | external shading Fsh | frame area fraction FF | non-perpen- dicular FW | solar energy transmittance ggl,n | window area Awindow,i | solar global radiation Isol,i |  |  |  |  | Window orientation | external shading Fsh | frame area fraction FF | non-perpen- dicular FW | solar energy transmittance ggl,n | window area Awindow,i | solar global radiation Isol,i |  |  |  |  | Window orientation | external shading Fsh | frame area fraction FF | non-perpen- dicular FW | solar energy transmittance ggl,n | window area Awindow,i | solar global radiation Isol,i |  |  |  |  | Window orientation | external shading Fsh | frame area fraction FF | non-perpen- dicular FW | solar energy transmittance ggl,n | window area Awindow,i | solar global radiation Isol,i |  |  |  |  | Window orientation | external shading Fsh | frame area fraction FF | non-perpen- dicular FW | solar energy transmittance ggl,n | window area Awindow,i | solar global radiation Isol,i |  |  |  |  | Window orientation | external shading Fsh | frame area fraction FF | non-perpen- dicular FW | solar energy transmittance ggl,n | window area Awindow,i | solar global radiation Isol,i |  |  |  |  | Window orientation | external shading Fsh | frame area fraction FF | non-perpen- dicular FW | solar energy transmittance ggl,n | window area Awindow,i | solar global radiation Isol,i |  |  |  |  | Window orientation | external shading Fsh | frame area fraction FF | non-perpen- dicular FW | solar energy transmittance ggl,n | window area Awindow,i | solar global radiation Isol,i |  |  |  |  | Window orientation | external shading Fsh | frame area fraction FF | non-perpen- dicular FW | solar energy transmittance ggl,n | window area Awindow,i | solar global radiation Isol,i |  |  |  |  | Window orientation | external shading Fsh | frame area fraction FF | non-perpen- dicular FW | solar energy transmittance ggl,n | window area Awindow,i | solar global radiation Isol,i |  |  |  |  | Window orientation | external shading Fsh | frame area fraction FF | non-perpen- dicular FW | solar energy transmittance ggl,n | window area Awindow,i | solar global radiation Isol,i
[6 empty] | kWh/(m²a) | kWh/a | [9 empty] | kWh/(m²a) | kWh/a | [9 empty] | kWh/(m²a) | kWh/a | [9 empty] | kWh/(m²a) | kWh/a | [9 empty] | kWh/(m²a) | kWh/a | [9 empty] | kWh/(m²a) | kWh/a | [9 empty] | kWh/(m²a) | kWh/a | [9 empty] | kWh/(m²a) | kWh/a | [9 empty] | kWh/(m²a) | kWh/a | [9 empty] | kWh/(m²a) | kWh/a | [9 empty] | kWh/(m²a) | kWh/a | [9 empty] | kWh/(m²a) | kWh/a | [9 empty] | kWh/(m²a) | kWh/a | [9 empty] | kWh/(m²a) | kWh/a | [9 empty] | kWh/(m²a) | kWh/a | [9 empty] | kWh/(m²a) | kWh/a | [9 empty] | kWh/(m²a) | kWh/a | [9 empty] | kWh/(m²a) | kWh/a | [9 empty] | kWh/(m²a) | kWh/a
Horizontal | 0.8 | 0.3 | 0.9 | 0.72 |  | 324 |  |  |  |  | Horizontal | 0.8 | 0.3 | 0.9 | 0.6 |  | 324 |  |  |  |  | Horizontal | 0.8 | 0.3 | 0.9 | 0.6 |  | 324 |  |  |  |  | Horizontal | 0.8 | 0.3 | 0.9 | 0.6 |  | 324 |  |  |  |  | Horizontal | 0.8 | 0.3 | 0.9 | 0.6 |  | 324 |  |  |  |  | Horizontal | 0.8 | 0.3 | 0.9 | 0.6 |  | 324 |  |  |  |  | Horizontal | 0.8 | 0.3 | 0.9 | 0.6 |  | 324 |  |  |  |  | Horizontal | 0.8 | 0.3 | 0.9 | 0.6 |  | 324 |  |  |  |  | Horizontal | 0.8 | 0.3 | 0.9 | 0.6 |  | 324 |  |  |  |  | Horizontal | 0.8 | 0.3 | 0.9 | 0.6 |  | 324 |  |  |  |  | Horizontal | 0.8 | 0.3 | 0.9 | 0.6 |  | 324 |  |  |  |  | Horizontal | 0.8 | 0.3 | 0.9 | 0.6 |  | 324 |  |  |  |  | Horizontal | 0.8 | 0.3 | 0.9 | 0.6 |  | 324 |  |  |  |  | Horizontal | 0.8 | 0.3 | 0.9 | 0.6 |  | 324 |  |  |  |  | Horizontal | 0.8 | 0.3 | 0.9 | 0.6 |  | 324 |  |  |  |  | Horizontal | 0.8 | 0.3 | 0.9 | 0.6 |  | 324 |  |  |  |  | Horizontal | 0.8 | 0.3 | 0.9 | 0.6 |  | 324 |  |  |  |  | Horizontal | 0.8 | 0.3 | 0.9 | 0.6 |  | 324 |  |  |  |  | Horizontal | 0.8 | 0.3 | 0.9 | 0.6 |  | 324
East | 0.6 | 0.3 | 0.9 | 0.72 | 15.7 | 225 | 961.4052 |  |  |  | East | 0.6 | 0.3 | 0.9 | 0.6 | 15.7 | 225 | 801.171 |  |  |  | East | 0.6 | 0.3 | 0.9 | 0.6 | 15.7 | 225 | 801.171 |  |  |  | East | 0.6 | 0.3 | 0.9 | 0.6 | 15.7 | 225 | 801.171 |  |  |  | East | 0.6 | 0.3 | 0.9 | 0.6 | 15.7 | 225 | 801.171 |  |  |  | East | 0.6 | 0.3 | 0.9 | 0.6 | 15.7 | 225 | 801.171 |  |  |  | East | 0.6 | 0.3 | 0.9 | 0.6 | 15.7 | 225 | 801.171 |  |  |  | East | 0.6 | 0.3 | 0.9 | 0.6 | 15.7 | 225 | 801.171 |  |  |  | East | 0.6 | 0.3 | 0.9 | 0.6 | 15.7 | 225 | 801.171 |  |  |  | East | 0.6 | 0.3 | 0.9 | 0.6 | 15.7 | 225 | 801.171 |  |  |  | East | 0.6 | 0.3 | 0.9 | 0.6 | 15.7 | 225 | 801.171 |  |  |  | East | 0.6 | 0.3 | 0.9 | 0.6 | 15.7 | 225 | 801.171 |  |  |  | East | 0.6 | 0.3 | 0.9 | 0.6 | 15.7 | 225 | 801.171 |  |  |  | East | 0.6 | 0.3 | 0.9 | 0.6 | 15.7 | 225 | 801.171 |  |  |  | East | 0.6 | 0.3 | 0.9 | 0.6 | 15.7 | 225 | 801.171 |  |  |  | East | 0.6 | 0.3 | 0.9 | 0.6 | 15.7 | 225 | 801.171 |  |  |  | East | 0.6 | 0.3 | 0.9 | 0.6 | 15.7 | 225 | 801.171 |  |  |  | East | 0.6 | 0.3 | 0.9 | 0.6 | 15.7 | 225 | 801.171 |  |  |  | East | 0.6 | 0.3 | 0.9 | 0.6 | 15.7 | 225 | 801.171
South | 0.6 | 0.3 | 0.9 | 0.72 |  | 402 |  |  |  |  | South | 0.6 | 0.3 | 0.9 | 0.6 |  | 402 |  |  |  |  | South | 0.6 | 0.3 | 0.9 | 0.6 |  | 402 |  |  |  |  | South | 0.6 | 0.3 | 0.9 | 0.6 |  | 402 |  |  |  |  | South | 0.6 | 0.3 | 0.9 | 0.6 |  | 402 |  |  |  |  | South | 0.6 | 0.3 | 0.9 | 0.6 |  | 402 |  |  |  |  | South | 0.6 | 0.3 | 0.9 | 0.6 |  | 402 |  |  |  |  | South | 0.6 | 0.3 | 0.9 | 0.6 |  | 402 |  |  |  |  | South | 0.6 | 0.3 | 0.9 | 0.6 |  | 402 |  |  |  |  | South | 0.6 | 0.3 | 0.9 | 0.6 |  | 402 |  |  |  |  | South | 0.6 | 0.3 | 0.9 | 0.6 |  | 402 |  |  |  |  | South | 0.6 | 0.3 | 0.9 | 0.6 |  | 402 |  |  |  |  | South | 0.6 | 0.3 | 0.9 | 0.6 |  | 402 |  |  |  |  | South | 0.6 | 0.3 | 0.9 | 0.6 |  | 402 |  |  |  |  | South | 0.6 | 0.3 | 0.9 | 0.6 |  | 402 |  |  |  |  | South | 0.6 | 0.3 | 0.9 | 0.6 |  | 402 |  |  |  |  | South | 0.6 | 0.3 | 0.9 | 0.6 |  | 402 |  |  |  |  | South | 0.6 | 0.3 | 0.9 | 0.6 |  | 402 |  |  |  |  | South | 0.6 | 0.3 | 0.9 | 0.6 |  | 402
West | 0.6 | 0.3 | 0.9 | 0.72 | 15.7 | 221 | 944.3136 |  |  |  | West | 0.6 | 0.3 | 0.9 | 0.6 | 15.7 | 221 | 786.928 |  |  |  | West | 0.6 | 0.3 | 0.9 | 0.6 | 15.7 | 221 | 786.928 |  |  |  | West | 0.6 | 0.3 | 0.9 | 0.6 | 15.7 | 221 | 786.928 |  |  |  | West | 0.6 | 0.3 | 0.9 | 0.6 | 15.7 | 221 | 786.928 |  |  |  | West | 0.6 | 0.3 | 0.9 | 0.6 | 15.7 | 221 | 786.928 |  |  |  | West | 0.6 | 0.3 | 0.9 | 0.6 | 15.7 | 221 | 786.928 |  |  |  | West | 0.6 | 0.3 | 0.9 | 0.6 | 15.7 | 221 | 786.928 |  |  |  | West | 0.6 | 0.3 | 0.9 | 0.6 | 15.7 | 221 | 786.928 |  |  |  | West | 0.6 | 0.3 | 0.9 | 0.6 | 15.7 | 221 | 786.928 |  |  |  | West | 0.6 | 0.3 | 0.9 | 0.6 | 15.7 | 221 | 786.928 |  |  |  | West | 0.6 | 0.3 | 0.9 | 0.6 | 15.7 | 221 | 786.928 |  |  |  | West | 0.6 | 0.3 | 0.9 | 0.6 | 15.7 | 221 | 786.928 |  |  |  | West | 0.6 | 0.3 | 0.9 | 0.6 | 15.7 | 221 | 786.928 |  |  |  | West | 0.6 | 0.3 | 0.9 | 0.6 | 15.7 | 221 | 786.928 |  |  |  | West | 0.6 | 0.3 | 0.9 | 0.6 | 15.7 | 221 | 786.928 |  |  |  | West | 0.6 | 0.3 | 0.9 | 0.6 | 15.7 | 221 | 786.928 |  |  |  | West | 0.6 | 0.3 | 0.9 | 0.6 | 15.7 | 221 | 786.928 |  |  |  | West | 0.6 | 0.3 | 0.9 | 0.6 | 15.7 | 221 | 786.928
North | 0.6 | 0.3 | 0.9 | 0.72 |  | 115 |  |  |  |  | North | 0.6 | 0.3 | 0.9 | 0.6 |  | 115 |  |  |  |  | North | 0.6 | 0.3 | 0.9 | 0.6 |  | 115 |  |  |  |  | North | 0.6 | 0.3 | 0.9 | 0.6 |  | 115 |  |  |  |  | North | 0.6 | 0.3 | 0.9 | 0.6 |  | 115 |  |  |  |  | North | 0.6 | 0.3 | 0.9 | 0.6 |  | 115 |  |  |  |  | North | 0.6 | 0.3 | 0.9 | 0.6 |  | 115 |  |  |  |  | North | 0.6 | 0.3 | 0.9 | 0.6 |  | 115 |  |  |  |  | North | 0.6 | 0.3 | 0.9 | 0.6 |  | 115 |  |  |  |  | North | 0.6 | 0.3 | 0.9 | 0.6 |  | 115 |  |  |  |  | North | 0.6 | 0.3 | 0.9 | 0.6 |  | 115 |  |  |  |  | North | 0.6 | 0.3 | 0.9 | 0.6 |  | 115 |  |  |  |  | North | 0.6 | 0.3 | 0.9 | 0.6 |  | 115 |  |  |  |  | North | 0.6 | 0.3 | 0.9 | 0.6 |  | 115 |  |  |  |  | North | 0.6 | 0.3 | 0.9 | 0.6 |  | 115 |  |  |  |  | North | 0.6 | 0.3 | 0.9 | 0.6 |  | 115 |  |  |  |  | North | 0.6 | 0.3 | 0.9 | 0.6 |  | 115 |  |  |  |  | North | 0.6 | 0.3 | 0.9 | 0.6 |  | 115 |  |  |  |  | North | 0.6 | 0.3 | 0.9 | 0.6 |  | 115
| Internal heat sources Qint | [5 empty] | 2065.2192 | 15.264 |  |  |  | Internal heat sources Qint | [5 empty] | 2065.2192 | 15.264 |  |  |  | Internal heat sources Qint | [5 empty] | 2065.2192 | 15.264 |  |  |  | Internal heat sources Qint | [5 empty] | 2065.2192 | 15.264 |  |  |  | Internal heat sources Qint | [5 empty] | 2065.2192 | 15.264 |  |  |  | Internal heat sources Qint | [5 empty] | 2065.2192 | 15.264 |  |  |  | Internal heat sources Qint | [5 empty] | 2065.2192 | 15.264 |  |  |  | Internal heat sources Qint | [5 empty] | 2065.2192 | 15.264 |  |  |  | Internal heat sources Qint | [5 empty] | 2065.2192 | 15.264 |  |  |  | Internal heat sources Qint | [5 empty] | 2065.2192 | 15.264 |  |  |  | Internal heat sources Qint | [5 empty] | 2065.2192 | 15.264 |  |  |  | Internal heat sources Qint | [5 empty] | 2065.2192 | 15.264 |  |  |  | Internal heat sources Qint | [5 empty] | 2065.2192 | 15.264 |  |  |  | Internal heat sources Qint | [5 empty] | 2065.2192 | 15.264 |  |  |  | Internal heat sources Qint | [5 empty] | 2065.2192 | 15.264 |  |  |  | Internal heat sources Qint | [5 empty] | 2065.2192 | 15.264 |  |  |  | Internal heat sources Qint | [5 empty] | 2065.2192 | 15.264 |  |  |  | Internal heat sources Qint | [5 empty] | 2065.2192 | 15.264 |  |  |  | Internal heat sources Qint | [5 empty] | 2065.2192 | 15.264
|  | internal heat sources | heating days | [9 empty] | internal heat sources | heating days | [9 empty] | internal heat sources | heating days | [9 empty] | internal heat sources | heating days | [9 empty] | internal heat sources | heating days | [9 empty] | internal heat sources | heating days | [9 empty] | internal heat sources | heating days | [9 empty] | internal heat sources | heating days | [9 empty] | internal heat sources | heating days | [9 empty] | internal heat sources | heating days | [9 empty] | internal heat sources | heating days | [9 empty] | internal heat sources | heating days | [9 empty] | internal heat sources | heating days | [9 empty] | internal heat sources | heating days | [9 empty] | internal heat sources | heating days | [9 empty] | internal heat sources | heating days | [9 empty] | internal heat sources | heating days | [9 empty] | internal heat sources | heating days | [9 empty] | internal heat sources | heating days
|  | ji | dhs | [9 empty] | ji | dhs | [9 empty] | ji | dhs | [9 empty] | ji | dhs | [9 empty] | ji | dhs | [9 empty] | ji | dhs | [9 empty] | ji | dhs | [9 empty] | ji | dhs | [9 empty] | ji | dhs | [9 empty] | ji | dhs | [9 empty] | ji | dhs | [9 empty] | ji | dhs | [9 empty] | ji | dhs | [9 empty] | ji | dhs | [9 empty] | ji | dhs | [9 empty] | ji | dhs | [9 empty] | ji | dhs | [9 empty] | ji | dhs | [9 empty] | ji | dhs
| kh/d | W/m² | d/a | [8 empty] | kh/d | W/m² | d/a | [8 empty] | kh/d | W/m² | d/a | [8 empty] | kh/d | W/m² | d/a | [8 empty] | kh/d | W/m² | d/a | [8 empty] | kh/d | W/m² | d/a | [8 empty] | kh/d | W/m² | d/a | [8 empty] | kh/d | W/m² | d/a | [8 empty] | kh/d | W/m² | d/a | [8 empty] | kh/d | W/m² | d/a | [8 empty] | kh/d | W/m² | d/a | [8 empty] | kh/d | W/m² | d/a | [8 empty] | kh/d | W/m² | d/a | [8 empty] | kh/d | W/m² | d/a | [8 empty] | kh/d | W/m² | d/a | [8 empty] | kh/d | W/m² | d/a | [8 empty] | kh/d | W/m² | d/a | [8 empty] | kh/d | W/m² | d/a | [8 empty] | kh/d | W/m² | d/a
| 0.024 | 3 | 212 | [8 empty] | 0.024 | 3 | 212 | [8 empty] | 0.024 | 3 | 212 | [8 empty] | 0.024 | 3 | 212 | [8 empty] | 0.024 | 3 | 212 | [8 empty] | 0.024 | 3 | 212 | [8 empty] | 0.024 | 3 | 212 | [8 empty] | 0.024 | 3 | 212 | [8 empty] | 0.024 | 3 | 212 | [8 empty] | 0.024 | 3 | 212 | [8 empty] | 0.024 | 3 | 212 | [8 empty] | 0.024 | 3 | 212 | [8 empty] | 0.024 | 3 | 212 | [8 empty] | 0.024 | 3 | 212 | [8 empty] | 0.024 | 3 | 212 | [8 empty] | 0.024 | 3 | 212 | [8 empty] | 0.024 | 3 | 212 | [8 empty] | 0.024 | 3 | 212 | [8 empty] | 0.024 | 3 | 212
| Gain utilization factor for heating | [5 empty] | 0.91865 |  |  |  |  | Gain utilization factor for heating | [5 empty] | 0.92247 |  |  |  |  | Gain utilization factor for heating | [5 empty] | 0.92214 |  |  |  |  | Gain utilization factor for heating | [5 empty] | 0.922 |  |  |  |  | Gain utilization factor for heating | [5 empty] | 0.92221 |  |  |  |  | Gain utilization factor for heating | [5 empty] | 0.92327 |  |  |  |  | Gain utilization factor for heating | [5 empty] | 0.922 |  |  |  |  | Gain utilization factor for heating | [5 empty] | 0.92317 |  |  |  |  | Gain utilization factor for heating | [5 empty] | 0.92359 |  |  |  |  | Gain utilization factor for heating | [5 empty] | 0.92447 |  |  |  |  | Gain utilization factor for heating | [5 empty] | 0.92451 |  |  |  |  | Gain utilization factor for heating | [5 empty] | 0.91981 |  |  |  |  | Gain utilization factor for heating | [5 empty] | 0.92327 |  |  |  |  | Gain utilization factor for heating | [5 empty] | 0.92317 |  |  |  |  | Gain utilization factor for heating | [5 empty] | 0.92345 |  |  |  |  | Gain utilization factor for heating | [5 empty] | 0.92385 |  |  |  |  | Gain utilization factor for heating | [5 empty] | 0.92358 |  |  |  |  | Gain utilization factor for heating | [5 empty] | 0.92375 |  |  |  |  | Gain utilization factor for heating | [5 empty] | 0.92438
| internal heat capacity per m² AC,ref | [5 empty] | 45 |  |  |  |  | internal heat capacity per m² AC,ref | [5 empty] | 45 |  |  |  |  | internal heat capacity per m² AC,ref | [5 empty] | 45 |  |  |  |  | internal heat capacity per m² AC,ref | [5 empty] | 45 |  |  |  |  | internal heat capacity per m² AC,ref | [5 empty] | 45 |  |  |  |  | internal heat capacity per m² AC,ref | [5 empty] | 45 |  |  |  |  | internal heat capacity per m² AC,ref | [5 empty] | 45 |  |  |  |  | internal heat capacity per m² AC,ref | [5 empty] | 45 |  |  |  |  | internal heat capacity per m² AC,ref | [5 empty] | 45 |  |  |  |  | internal heat capacity per m² AC,ref | [5 empty] | 45 |  |  |  |  | internal heat capacity per m² AC,ref | [5 empty] | 45 |  |  |  |  | internal heat capacity per m² AC,ref | [5 empty] | 45 |  |  |  |  | internal heat capacity per m² AC,ref | [5 empty] | 45 |  |  |  |  | internal heat capacity per m² AC,ref | [5 empty] | 45 |  |  |  |  | internal heat capacity per m² AC,ref | [5 empty] | 45 |  |  |  |  | internal heat capacity per m² AC,ref | [5 empty] | 45 |  |  |  |  | internal heat capacity per m² AC,ref | [5 empty] | 45 |  |  |  |  | internal heat capacity per m² AC,ref | [5 empty] | 45 |  |  |  |  | internal heat capacity per m² AC,ref | [5 empty] | 45
| time constant of the building T | [5 empty] | 12.2497 |  |  |  |  | time constant of the building T | [5 empty] | 42.1442 |  |  |  |  | time constant of the building T | [5 empty] | 21.5425 |  |  |  |  | time constant of the building T | [5 empty] | 22.0848 |  |  |  |  | time constant of the building T | [5 empty] | 21.2685 |  |  |  |  | time constant of the building T | [5 empty] | 17.184 |  |  |  |  | time constant of the building T | [5 empty] | 22.0848 |  |  |  |  | time constant of the building T | [5 empty] | 17.5273 |  |  |  |  | time constant of the building T | [5 empty] | 17.1117 |  |  |  |  | time constant of the building T | [5 empty] | 14.3647 |  |  |  |  | time constant of the building T | [5 empty] | 14.2424 |  |  |  |  | time constant of the building T | [5 empty] | 29.7712 |  |  |  |  | time constant of the building T | [5 empty] | 18.2746 |  |  |  |  | time constant of the building T | [5 empty] | 18.6805 |  |  |  |  | time constant of the building T | [5 empty] | 17.5963 |  |  |  |  | time constant of the building T | [5 empty] | 16.2095 |  |  |  |  | time constant of the building T | [5 empty] | 17.1251 |  |  |  |  | time constant of the building T | [5 empty] | 16.528 |  |  |  |  | time constant of the building T | [5 empty] | 14.6038
| parameter aH | [5 empty] | 1.2083 |  |  |  |  | parameter aH | [5 empty] | 2.2048 |  |  |  |  | parameter aH | [5 empty] | 1.5181 |  |  |  |  | parameter aH | [5 empty] | 1.5362 |  |  |  |  | parameter aH | [5 empty] | 1.5089 |  |  |  |  | parameter aH | [5 empty] | 1.3728 |  |  |  |  | parameter aH | [5 empty] | 1.5362 |  |  |  |  | parameter aH | [5 empty] | 1.3842 |  |  |  |  | parameter aH | [5 empty] | 1.3704 |  |  |  |  | parameter aH | [5 empty] | 1.2788 |  |  |  |  | parameter aH | [5 empty] | 1.2747 |  |  |  |  | parameter aH | [5 empty] | 1.7924 |  |  |  |  | parameter aH | [5 empty] | 1.4092 |  |  |  |  | parameter aH | [5 empty] | 1.4227 |  |  |  |  | parameter aH | [5 empty] | 1.3865 |  |  |  |  | parameter aH | [5 empty] | 1.3403 |  |  |  |  | parameter aH | [5 empty] | 1.3708 |  |  |  |  | parameter aH | [5 empty] | 1.3509 |  |  |  |  | parameter aH | [5 empty] | 1.2868
| heat balance ratio for the heating mode | [5 empty] | 0.14058 |  |  |  |  | heat balance ratio for the heating mode | [5 empty] | 0.38181 |  |  |  |  | heat balance ratio for the heating mode | [5 empty] | 0.21527 |  |  |  |  | heat balance ratio for the heating mode | [5 empty] | 0.22027 |  |  |  |  | heat balance ratio for the heating mode | [5 empty] | 0.21275 |  |  |  |  | heat balance ratio for the heating mode | [5 empty] | 0.17523 |  |  |  |  | heat balance ratio for the heating mode | [5 empty] | 0.22027 |  |  |  |  | heat balance ratio for the heating mode | [5 empty] | 0.17838 |  |  |  |  | heat balance ratio for the heating mode | [5 empty] | 0.174 |  |  |  |  | heat balance ratio for the heating mode | [5 empty] | 0.14895 |  |  |  |  | heat balance ratio for the heating mode | [5 empty] | 0.14784 |  |  |  |  | heat balance ratio for the heating mode | [5 empty] | 0.29114 |  |  |  |  | heat balance ratio for the heating mode | [5 empty] | 0.18463 |  |  |  |  | heat balance ratio for the heating mode | [5 empty] | 0.18835 |  |  |  |  | heat balance ratio for the heating mode | [5 empty] | 0.17843 |  |  |  |  | heat balance ratio for the heating mode | [5 empty] | 0.16576 |  |  |  |  | heat balance ratio for the heating mode | [5 empty] | 0.17412 |  |  |  |  | heat balance ratio for the heating mode | [5 empty] | 0.16867 |  |  |  |  | heat balance ratio for the heating mode | [5 empty] | 0.15113
| Energy need for heating QH,nd | [5 empty] | 24598.7555 | 181.809 |  |  |  | Energy need for heating QH,nd | [5 empty] | 6198.4312 | 45.8125 |  |  |  | Energy need for heating QH,nd | [5 empty] | 13601.7025 | 100.53 |  |  |  | Energy need for heating QH,nd | [5 empty] | 13217.6147 | 97.6912 |  |  |  | Energy need for heating QH,nd | [5 empty] | 13802.5766 | 102.0146 |  |  |  | Energy need for heating QH,nd | [5 empty] | 17475.2987 | 129.1596 |  |  |  | Energy need for heating QH,nd | [5 empty] | 13217.6147 | 97.6912 |  |  |  | Energy need for heating QH,nd | [5 empty] | 17107.7853 | 126.4434 |  |  |  | Energy need for heating QH,nd | [5 empty] | 17621.9514 | 130.2435 |  |  |  | Energy need for heating QH,nd | [5 empty] | 21149.5076 | 156.3157 |  |  |  | Energy need for heating QH,nd | [5 empty] | 21333.8914 | 157.6784 |  |  |  | Energy need for heating QH,nd | [5 empty] | 9187.8816 | 67.9075 |  |  |  | Energy need for heating QH,nd | [5 empty] | 16413.7688 | 121.3139 |  |  |  | Energy need for heating QH,nd | [5 empty] | 16023.8054 | 118.4317 |  |  |  | Energy need for heating QH,nd | [5 empty] | 17101.1924 | 126.3946 |  |  |  | Energy need for heating QH,nd | [5 empty] | 18664.7699 | 137.951 |  |  |  | Energy need for heating QH,nd | [5 empty] | 17607.2895 | 130.1352 |  |  |  | Energy need for heating QH,nd | [5 empty] | 18285.0959 | 135.1448 |  |  |  | Energy need for heating QH,nd | [5 empty] | 20796.8325 | 153.709
| Qht – hh,gn × (Qsol + Qint) | [7 empty] | 14.9992 | [10 empty] | 3.7795 | [10 empty] | 8.2937 | [10 empty] | 8.0595 | [10 empty] | 8.4162 | [10 empty] | 10.6557 | [10 empty] | 8.0595 | [10 empty] | 10.4316 | [10 empty] | 10.7451 | [10 empty] | 12.896 | [10 empty] | 13.0085 | [10 empty] | 5.6024 | [10 empty] | 10.0084 | [10 empty] | 9.7706 | [10 empty] | 10.4276 | [10 empty] | 11.381 | [10 empty] | 10.7362 | [10 empty] | 11.1494 | [10 empty] | 12.681
Energy balance calculation - System Performance | [11 empty] | Energy balance calculation - System Performance | [10 empty] | Energy balance calculation - System Performance | [10 empty] | Energy balance calculation - System Performance | [10 empty] | Energy balance calculation - System Performance | [10 empty] | Energy balance calculation - System Performance | [10 empty] | Energy balance calculation - System Performance | [10 empty] | Energy balance calculation - System Performance | [10 empty] | Energy balance calculation - System Performance | [10 empty] | Energy balance calculation - System Performance | [10 empty] | Energy balance calculation - System Performance | [10 empty] | Energy balance calculation - System Performance | [10 empty] | Energy balance calculation - System Performance | [10 empty] | Energy balance calculation - System Performance | [10 empty] | Energy balance calculation - System Performance | [10 empty] | Energy balance calculation - System Performance | [10 empty] | Energy balance calculation - System Performance | [10 empty] | Energy balance calculation - System Performance | [10 empty] | Energy balance calculation - System Performance
| Space heating system | [11 empty] | Space heating system | [10 empty] | Space heating system | [10 empty] | Space heating system | [10 empty] | Space heating system | [10 empty] | Space heating system | [10 empty] | Space heating system | [10 empty] | Space heating system | [10 empty] | Space heating system | [10 empty] | Space heating system | [10 empty] | Space heating system | [10 empty] | Space heating system | [10 empty] | Space heating system | [10 empty] | Space heating system | [10 empty] | Space heating system | [10 empty] | Space heating system | [10 empty] | Space heating system | [10 empty] | Space heating system | [10 empty] | Space heating system
| energy need space heating | – usable contribution of hot water system | – usable contrib. of vent. heat recovery | + losses distribution and heat emission | + losses storage | heat generator output | [6 empty] | energy need space heating | – usable contribution of hot water system | – usable contrib. of vent. heat recovery | + losses distribution and heat emission | + losses storage | heat generator output | [5 empty] | energy need space heating | – usable contribution of hot water system | – usable contrib. of vent. heat recovery | + losses distribution and heat emission | + losses storage | heat generator output | [5 empty] | energy need space heating | – usable contribution of hot water system | – usable contrib. of vent. heat recovery | + losses distribution and heat emission | + losses storage | heat generator output | [5 empty] | energy need space heating | – usable contribution of hot water system | – usable contrib. of vent. heat recovery | + losses distribution and heat emission | + losses storage | heat generator output | [5 empty] | energy need space heating | – usable contribution of hot water system | – usable contrib. of vent. heat recovery | + losses distribution and heat emission | + losses storage | heat generator output | [5 empty] | energy need space heating | – usable contribution of hot water system | – usable contrib. of vent. heat recovery | + losses distribution and heat emission | + losses storage | heat generator output | [5 empty] | energy need space heating | – usable contribution of hot water system | – usable contrib. of vent. heat recovery | + losses distribution and heat emission | + losses storage | heat generator output | [5 empty] | energy need space heating | – usable contribution of hot water system | – usable contrib. of vent. heat recovery | + losses distribution and heat emission | + losses storage | heat generator output | [5 empty] | energy need space heating | – usable contribution of hot water system | – usable contrib. of vent. heat recovery | + losses distribution and heat emission | + losses storage | heat generator output | [5 empty] | energy need space heating | – usable contribution of hot water system | – usable contrib. of vent. heat recovery | + losses distribution and heat emission | + losses storage | heat generator output | [5 empty] | energy need space heating | – usable contribution of hot water system | – usable contrib. of vent. heat recovery | + losses distribution and heat emission | + losses storage | heat generator output | [5 empty] | energy need space heating | – usable contribution of hot water system | – usable contrib. of vent. heat recovery | + losses distribution and heat emission | + losses storage | heat generator output | [5 empty] | energy need space heating | – usable contribution of hot water system | – usable contrib. of vent. heat recovery | + losses distribution and heat emission | + losses storage | heat generator output | [5 empty] | energy need space heating | – usable contribution of hot water system | – usable contrib. of vent. heat recovery | + losses distribution and heat emission | + losses storage | heat generator output | [5 empty] | energy need space heating | – usable contribution of hot water system | – usable contrib. of vent. heat recovery | + losses distribution and heat emission | + losses storage | heat generator output | [5 empty] | energy need space heating | – usable contribution of hot water system | – usable contrib. of vent. heat recovery | + losses distribution and heat emission | + losses storage | heat generator output | [5 empty] | energy need space heating | – usable contribution of hot water system | – usable contrib. of vent. heat recovery | + losses distribution and heat emission | + losses storage | heat generator output | [5 empty] | energy need space heating | – usable contribution of hot water system | – usable contrib. of vent. heat recovery | + losses distribution and heat emission | + losses storage | heat generator output
| qnd,h | hh,gn · qw,h | hh,gn · qve,h,rec | qd,h | qs,h | qg,h,out = qnd,h - qw,h - qve,h,rec + qd,h + qs,h | [6 empty] | qnd,h | hh,gn · qw,h | hh,gn · qve,h,rec | qd,h | qs,h | qg,h,out = qnd,h - qw,h - qve,h,rec + qd,h + qs,h | [5 empty] | qnd,h | hh,gn · qw,h | hh,gn · qve,h,rec | qd,h | qs,h | qg,h,out = qnd,h - qw,h - qve,h,rec + qd,h + qs,h | [5 empty] | qnd,h | hh,gn · qw,h | hh,gn · qve,h,rec | qd,h | qs,h | qg,h,out = qnd,h - qw,h - qve,h,rec + qd,h + qs,h | [5 empty] | qnd,h | hh,gn · qw,h | hh,gn · qve,h,rec | qd,h | qs,h | qg,h,out = qnd,h - qw,h - qve,h,rec + qd,h + qs,h | [5 empty] | qnd,h | hh,gn · qw,h | hh,gn · qve,h,rec | qd,h | qs,h | qg,h,out = qnd,h - qw,h - qve,h,rec + qd,h + qs,h | [5 empty] | qnd,h | hh,gn · qw,h | hh,gn · qve,h,rec | qd,h | qs,h | qg,h,out = qnd,h - qw,h - qve,h,rec + qd,h + qs,h | [5 empty] | qnd,h | hh,gn · qw,h | hh,gn · qve,h,rec | qd,h | qs,h | qg,h,out = qnd,h - qw,h - qve,h,rec + qd,h + qs,h | [5 empty] | qnd,h | hh,gn · qw,h | hh,gn · qve,h,rec | qd,h | qs,h | qg,h,out = qnd,h - qw,h - qve,h,rec + qd,h + qs,h | [5 empty] | qnd,h | hh,gn · qw,h | hh,gn · qve,h,rec | qd,h | qs,h | qg,h,out = qnd,h - qw,h - qve,h,rec + qd,h + qs,h | [5 empty] | qnd,h | hh,gn · qw,h | hh,gn · qve,h,rec | qd,h | qs,h | qg,h,out = qnd,h - qw,h - qve,h,rec + qd,h + qs,h | [5 empty] | qnd,h | hh,gn · qw,h | hh,gn · qve,h,rec | qd,h | qs,h | qg,h,out = qnd,h - qw,h - qve,h,rec + qd,h + qs,h | [5 empty] | qnd,h | hh,gn · qw,h | hh,gn · qve,h,rec | qd,h | qs,h | qg,h,out = qnd,h - qw,h - qve,h,rec + qd,h + qs,h | [5 empty] | qnd,h | hh,gn · qw,h | hh,gn · qve,h,rec | qd,h | qs,h | qg,h,out = qnd,h - qw,h - qve,h,rec + qd,h + qs,h | [5 empty] | qnd,h | hh,gn · qw,h | hh,gn · qve,h,rec | qd,h | qs,h | qg,h,out = qnd,h - qw,h - qve,h,rec + qd,h + qs,h | [5 empty] | qnd,h | hh,gn · qw,h | hh,gn · qve,h,rec | qd,h | qs,h | qg,h,out = qnd,h - qw,h - qve,h,rec + qd,h + qs,h | [5 empty] | qnd,h | hh,gn · qw,h | hh,gn · qve,h,rec | qd,h | qs,h | qg,h,out = qnd,h - qw,h - qve,h,rec + qd,h + qs,h | [5 empty] | qnd,h | hh,gn · qw,h | hh,gn · qve,h,rec | qd,h | qs,h | qg,h,out = qnd,h - qw,h - qve,h,rec + qd,h + qs,h | [5 empty] | qnd,h | hh,gn · qw,h | hh,gn · qve,h,rec | qd,h | qs,h | qg,h,out = qnd,h - qw,h - qve,h,rec + qd,h + qs,h
| kWh/(m²a) | kWh/(m²a) | kWh/(m²a) | kWh/(m²a) | kWh/(m²a) | kWh/(m²a) | [6 empty] | kWh/(m²a) | kWh/(m²a) | kWh/(m²a) | kWh/(m²a) | kWh/(m²a) | kWh/(m²a) | [5 empty] | kWh/(m²a) | kWh/(m²a) | kWh/(m²a) | kWh/(m²a) | kWh/(m²a) | kWh/(m²a) | [5 empty] | kWh/(m²a) | kWh/(m²a) | kWh/(m²a) | kWh/(m²a) | kWh/(m²a) | kWh/(m²a) | [5 empty] | kWh/(m²a) | kWh/(m²a) | kWh/(m²a) | kWh/(m²a) | kWh/(m²a) | kWh/(m²a) | [5 empty] | kWh/(m²a) | kWh/(m²a) | kWh/(m²a) | kWh/(m²a) | kWh/(m²a) | kWh/(m²a) | [5 empty] | kWh/(m²a) | kWh/(m²a) | kWh/(m²a) | kWh/(m²a) | kWh/(m²a) | kWh/(m²a) | [5 empty] | kWh/(m²a) | kWh/(m²a) | kWh/(m²a) | kWh/(m²a) | kWh/(m²a) | kWh/(m²a) | [5 empty] | kWh/(m²a) | kWh/(m²a) | kWh/(m²a) | kWh/(m²a) | kWh/(m²a) | kWh/(m²a) | [5 empty] | kWh/(m²a) | kWh/(m²a) | kWh/(m²a) | kWh/(m²a) | kWh/(m²a) | kWh/(m²a) | [5 empty] | kWh/(m²a) | kWh/(m²a) | kWh/(m²a) | kWh/(m²a) | kWh/(m²a) | kWh/(m²a) | [5 empty] | kWh/(m²a) | kWh/(m²a) | kWh/(m²a) | kWh/(m²a) | kWh/(m²a) | kWh/(m²a) | [5 empty] | kWh/(m²a) | kWh/(m²a) | kWh/(m²a) | kWh/(m²a) | kWh/(m²a) | kWh/(m²a) | [5 empty] | kWh/(m²a) | kWh/(m²a) | kWh/(m²a) | kWh/(m²a) | kWh/(m²a) | kWh/(m²a) | [5 empty] | kWh/(m²a) | kWh/(m²a) | kWh/(m²a) | kWh/(m²a) | kWh/(m²a) | kWh/(m²a) | [5 empty] | kWh/(m²a) | kWh/(m²a) | kWh/(m²a) | kWh/(m²a) | kWh/(m²a) | kWh/(m²a) | [5 empty] | kWh/(m²a) | kWh/(m²a) | kWh/(m²a) | kWh/(m²a) | kWh/(m²a) | kWh/(m²a) | [5 empty] | kWh/(m²a) | kWh/(m²a) | kWh/(m²a) | kWh/(m²a) | kWh/(m²a) | kWh/(m²a) | [5 empty] | kWh/(m²a) | kWh/(m²a) | kWh/(m²a) | kWh/(m²a) | kWh/(m²a) | kWh/(m²a)
| 181.809 | 1.1 | 0 | 6.5 | 0 | 187.209 | [6 empty] | 45.8125 | 1.1 | 0 | 6.5 | 0 | 51.2125 | [5 empty] | 100.53 | 0.75779 | 0 | 6.5 | 0 | 106.2722 | [5 empty] | 97.6912 | 0.75779 | 24.1933 | 6.5 | 0 | 79.24 | [5 empty] | 102.0146 | 1.1 | 0 | 6.5 | 0 | 107.4146 | [5 empty] | 129.1596 | 1.1 | 0 | 6.5 | 0 | 134.5596 | [5 empty] | 97.6912 | 0.75779 | 24.1933 | 6.5 | 0 | 79.24 | [5 empty] | 126.4434 | 0.75779 | 23.7091 | 6.5 | 0 | 108.4764 | [5 empty] | 130.2435 | 0.75779 | 27.6848 | 6.5 | 0 | 108.3009 | [5 empty] | 156.3157 | 0.75779 | 27.1486 | 6.5 | 0 | 134.9093 | [5 empty] | 157.6784 | 0.75779 | 27.1199 | 6.5 | 0 | 136.3007 | [5 empty] | 67.9075 | 0.75779 | 24.6741 | 6.5 | 0 | 48.9756 | [5 empty] | 121.3139 | 0.75779 | 27.8632 | 6.5 | 0 | 99.1929 | [5 empty] | 118.4317 | 0.75779 | 27.9203 | 6.5 | 0 | 96.2536 | [5 empty] | 126.3946 | 0.75779 | 27.762 | 6.5 | 0 | 104.3748 | [5 empty] | 137.951 | 0.75779 | 27.5287 | 6.5 | 0 | 116.1645 | [5 empty] | 130.1352 | 0.75779 | 27.687 | 6.5 | 0 | 108.1904 | [5 empty] | 135.1448 | 0.75779 | 27.5858 | 6.5 | 0 | 113.3013 | [5 empty] | 153.709 | 0.75779 | 27.2033 | 6.5 | 0 | 132.248
| Gain utilisation factor (heating contributions from DHW and vent. system) |  |  |  |  | 1 | [6 empty] | Gain utilisation factor (heating contributions from DHW and vent. system) |  |  |  |  | 1 | [5 empty] | Gain utilisation factor (heating contributions from DHW and vent. system) |  |  |  |  | 0.83 | [5 empty] | Gain utilisation factor (heating contributions from DHW and vent. system) |  |  |  |  | 0.83 | [5 empty] | Gain utilisation factor (heating contributions from DHW and vent. system) |  |  |  |  | 1 | [5 empty] | Gain utilisation factor (heating contributions from DHW and vent. system) |  |  |  |  | 1 | [5 empty] | Gain utilisation factor (heating contributions from DHW and vent. system) |  |  |  |  | 0.83 | [5 empty] | Gain utilisation factor (heating contributions from DHW and vent. system) |  |  |  |  | 0.83 | [5 empty] | Gain utilisation factor (heating contributions from DHW and vent. system) |  |  |  |  | 0.83 | [5 empty] | Gain utilisation factor (heating contributions from DHW and vent. system) |  |  |  |  | 0.83 | [5 empty] | Gain utilisation factor (heating contributions from DHW and vent. system) |  |  |  |  | 0.83 | [5 empty] | Gain utilisation factor (heating contributions from DHW and vent. system) |  |  |  |  | 0.83 | [5 empty] | Gain utilisation factor (heating contributions from DHW and vent. system) |  |  |  |  | 0.83 | [5 empty] | Gain utilisation factor (heating contributions from DHW and vent. system) |  |  |  |  | 0.83 | [5 empty] | Gain utilisation factor (heating contributions from DHW and vent. system) |  |  |  |  | 0.83 | [5 empty] | Gain utilisation factor (heating contributions from DHW and vent. system) |  |  |  |  | 0.83 | [5 empty] | Gain utilisation factor (heating contributions from DHW and vent. system) |  |  |  |  | 0.83 | [5 empty] | Gain utilisation factor (heating contributions from DHW and vent. system) |  |  |  |  | 0.83 | [5 empty] | Gain utilisation factor (heating contributions from DHW and vent. system) |  |  |  |  | 0.83
|  | DHW recoverable for SH |  |  |  | 1.1 | [7 empty] | DHW recoverable for SH |  |  |  | 1.1 | [6 empty] | DHW recoverable for SH |  |  |  | 0.913 | [6 empty] | DHW recoverable for SH |  |  |  | 0.913 | [6 empty] | DHW recoverable for SH |  |  |  | 1.1 | [6 empty] | DHW recoverable for SH |  |  |  | 1.1 | [6 empty] | DHW recoverable for SH |  |  |  | 0.913 | [6 empty] | DHW recoverable for SH |  |  |  | 0.913 | [6 empty] | DHW recoverable for SH |  |  |  | 0.913 | [6 empty] | DHW recoverable for SH |  |  |  | 0.913 | [6 empty] | DHW recoverable for SH |  |  |  | 0.913 | [6 empty] | DHW recoverable for SH |  |  |  | 0.913 | [6 empty] | DHW recoverable for SH |  |  |  | 0.913 | [6 empty] | DHW recoverable for SH |  |  |  | 0.913 | [6 empty] | DHW recoverable for SH |  |  |  | 0.913 | [6 empty] | DHW recoverable for SH |  |  |  | 0.913 | [6 empty] | DHW recoverable for SH |  |  |  | 0.913 | [6 empty] | DHW recoverable for SH |  |  |  | 0.913 | [6 empty] | DHW recoverable for SH |  |  |  | 0.913
|  |  | Ventilation heat recovery | [11 empty] | Ventilation heat recovery | [10 empty] | Ventilation heat recovery | [10 empty] | Ventilation heat recovery | [10 empty] | Ventilation heat recovery | [10 empty] | Ventilation heat recovery | [10 empty] | Ventilation heat recovery | [10 empty] | Ventilation heat recovery | [10 empty] | Ventilation heat recovery | [10 empty] | Ventilation heat recovery | [10 empty] | Ventilation heat recovery | [10 empty] | Ventilation heat recovery | [10 empty] | Ventilation heat recovery | [10 empty] | Ventilation heat recovery | [10 empty] | Ventilation heat recovery | [10 empty] | Ventilation heat recovery | [10 empty] | Ventilation heat recovery | [10 empty] | Ventilation heat recovery | [10 empty] | Ventilation heat recovery
|  |  |  | qve,h,rec | kWh/(m²a) | 0 | [9 empty] | qve,h,rec | kWh/(m²a) | 0 | [8 empty] | qve,h,rec | kWh/(m²a) | 0 | [8 empty] | qve,h,rec | kWh/(m²a) | 29.1486 | [8 empty] | qve,h,rec | kWh/(m²a) | 0 | [8 empty] | qve,h,rec | kWh/(m²a) | 0 | [8 empty] | qve,h,rec | kWh/(m²a) | 29.1486 | [8 empty] | qve,h,rec | kWh/(m²a) | 28.5652 | [8 empty] | qve,h,rec | kWh/(m²a) | 33.3552 | [8 empty] | qve,h,rec | kWh/(m²a) | 32.7091 | [8 empty] | qve,h,rec | kWh/(m²a) | 32.6746 | [8 empty] | qve,h,rec | kWh/(m²a) | 29.7279 | [8 empty] | qve,h,rec | kWh/(m²a) | 33.5702 | [8 empty] | qve,h,rec | kWh/(m²a) | 33.6389 | [8 empty] | qve,h,rec | kWh/(m²a) | 33.4482 | [8 empty] | qve,h,rec | kWh/(m²a) | 33.1671 | [8 empty] | qve,h,rec | kWh/(m²a) | 33.3578 | [8 empty] | qve,h,rec | kWh/(m²a) | 33.2359 | [8 empty] | qve,h,rec | kWh/(m²a) | 32.775
|  |  |  | hve,rec | % | 0 | [9 empty] | hve,rec | % | 0 | [8 empty] | hve,rec | % | 0 | [8 empty] | hve,rec | % | 0.95 | [8 empty] | hve,rec | % | 0 | [8 empty] | hve,rec | % | 0 | [8 empty] | hve,rec | % | 0.95 | [8 empty] | hve,rec | % | 0.95 | [8 empty] | hve,rec | % | 0.95 | [8 empty] | hve,rec | % | 0.95 | [8 empty] | hve,rec | % | 0.95 | [8 empty] | hve,rec | % | 0.95 | [8 empty] | hve,rec | % | 0.95 | [8 empty] | hve,rec | % | 0.95 | [8 empty] | hve,rec | % | 0.95 | [8 empty] | hve,rec | % | 0.95 | [8 empty] | hve,rec | % | 0.95 | [8 empty] | hve,rec | % | 0.95 | [8 empty] | hve,rec | % | 0.95
|  |  |  | qht,ve | kWh/(m²a) | 40.3 | [9 empty] | qht,ve | kWh/(m²a) | 42.7 | [8 empty] | qht,ve | kWh/(m²a) | 28.4 | [8 empty] | qht,ve | kWh/(m²a) | 30.6827 | [8 empty] | qht,ve | kWh/(m²a) | 42.7 | [8 empty] | qht,ve | kWh/(m²a) | 42.7 | [8 empty] | qht,ve | kWh/(m²a) | 30.6827 | [8 empty] | qht,ve | kWh/(m²a) | 30.0687 | [8 empty] | qht,ve | kWh/(m²a) | 35.1107 | [8 empty] | qht,ve | kWh/(m²a) | 34.4307 | [8 empty] | qht,ve | kWh/(m²a) | 34.3943 | [8 empty] | qht,ve | kWh/(m²a) | 31.2925 | [8 empty] | qht,ve | kWh/(m²a) | 35.337 | [8 empty] | qht,ve | kWh/(m²a) | 35.4094 | [8 empty] | qht,ve | kWh/(m²a) | 35.2086 | [8 empty] | qht,ve | kWh/(m²a) | 34.9128 | [8 empty] | qht,ve | kWh/(m²a) | 35.1135 | [8 empty] | qht,ve | kWh/(m²a) | 34.9851 | [8 empty] | qht,ve | kWh/(m²a) | 34.5
| Energyware for space heating |  | share | expenditure factor | delivered energy | CHP: expenditure factor electricity | electricity production | [5 empty] | Energyware for space heating |  | share | expenditure factor | delivered energy | CHP: expenditure factor electricity | electricity production |  |  |  |  | Energyware for space heating |  | share | expenditure factor | delivered energy | CHP: expenditure factor electricity | electricity production |  |  |  |  | Energyware for space heating |  | share | expenditure factor | delivered energy | CHP: expenditure factor electricity | electricity production |  |  |  |  | Energyware for space heating |  | share | expenditure factor | delivered energy | CHP: expenditure factor electricity | electricity production |  |  |  |  | Energyware for space heating |  | share | expenditure factor | delivered energy | CHP: expenditure factor electricity | electricity production |  |  |  |  | Energyware for space heating |  | share | expenditure factor | delivered energy | CHP: expenditure factor electricity | electricity production |  |  |  |  | Energyware for space heating |  | share | expenditure factor | delivered energy | CHP: expenditure factor electricity | electricity production |  |  |  |  | Energyware for space heating |  | share | expenditure factor | delivered energy | CHP: expenditure factor electricity | electricity production |  |  |  |  | Energyware for space heating |  | share | expenditure factor | delivered energy | CHP: expenditure factor electricity | electricity production |  |  |  |  | Energyware for space heating |  | share | expenditure factor | delivered energy | CHP: expenditure factor electricity | electricity production |  |  |  |  | Energyware for space heating |  | share | expenditure factor | delivered energy | CHP: expenditure factor electricity | electricity production |  |  |  |  | Energyware for space heating |  | share | expenditure factor | delivered energy | CHP: expenditure factor electricity | electricity production |  |  |  |  | Energyware for space heating |  | share | expenditure factor | delivered energy | CHP: expenditure factor electricity | electricity production |  |  |  |  | Energyware for space heating |  | share | expenditure factor | delivered energy | CHP: expenditure factor electricity | electricity production |  |  |  |  | Energyware for space heating |  | share | expenditure factor | delivered energy | CHP: expenditure factor electricity | electricity production |  |  |  |  | Energyware for space heating |  | share | expenditure factor | delivered energy | CHP: expenditure factor electricity | electricity production |  |  |  |  | Energyware for space heating |  | share | expenditure factor | delivered energy | CHP: expenditure factor electricity | electricity production |  |  |  |  | Energyware for space heating |  | share | expenditure factor | delivered energy | CHP: expenditure factor electricity | electricity production
|  |  | and,h,i | eg,h,i | qdel,h,i | eg,el,h,i | qprod,el,h,i | [7 empty] | and,h,i | eg,h,i | qdel,h,i | eg,el,h,i | qprod,el,h,i | [6 empty] | and,h,i | eg,h,i | qdel,h,i | eg,el,h,i | qprod,el,h,i | [6 empty] | and,h,i | eg,h,i | qdel,h,i | eg,el,h,i | qprod,el,h,i | [6 empty] | and,h,i | eg,h,i | qdel,h,i | eg,el,h,i | qprod,el,h,i | [6 empty] | and,h,i | eg,h,i | qdel,h,i | eg,el,h,i | qprod,el,h,i | [6 empty] | and,h,i | eg,h,i | qdel,h,i | eg,el,h,i | qprod,el,h,i | [6 empty] | and,h,i | eg,h,i | qdel,h,i | eg,el,h,i | qprod,el,h,i | [6 empty] | and,h,i | eg,h,i | qdel,h,i | eg,el,h,i | qprod,el,h,i | [6 empty] | and,h,i | eg,h,i | qdel,h,i | eg,el,h,i | qprod,el,h,i | [6 empty] | and,h,i | eg,h,i | qdel,h,i | eg,el,h,i | qprod,el,h,i | [6 empty] | and,h,i | eg,h,i | qdel,h,i | eg,el,h,i | qprod,el,h,i | [6 empty] | and,h,i | eg,h,i | qdel,h,i | eg,el,h,i | qprod,el,h,i | [6 empty] | and,h,i | eg,h,i | qdel,h,i | eg,el,h,i | qprod,el,h,i | [6 empty] | and,h,i | eg,h,i | qdel,h,i | eg,el,h,i | qprod,el,h,i | [6 empty] | and,h,i | eg,h,i | qdel,h,i | eg,el,h,i | qprod,el,h,i | [6 empty] | and,h,i | eg,h,i | qdel,h,i | eg,el,h,i | qprod,el,h,i | [6 empty] | and,h,i | eg,h,i | qdel,h,i | eg,el,h,i | qprod,el,h,i | [6 empty] | and,h,i | eg,h,i | qdel,h,i | eg,el,h,i | qprod,el,h,i
1 | Gas heat generator |  | 100% | 1.05 | 196.5694 | 0 | 0 |  |  |  |  | 1 | Gas heat generator |  | 100% | 1.05 | 53.7731 | 0 | 0 |  |  |  | 1 | Heat pump air source |  | 100% | 0.45 | 47.8225 | 0 | 0 |  |  |  | 1 | Heat pump air source |  | 100% | 0.45 | 35.658 | 0 | 0 |  |  |  | 1 | Gas heat generator |  | 100% | 1.05 | 112.7853 | 0 | 0 |  |  |  | 1 | Gas heat generator |  | 100% | 1.05 | 141.2876 | 0 | 0 |  |  |  | 1 | Heat pump air source |  | 100% | 0.45 | 35.658 | 0 | 0 |  |  |  | 1 | Heat pump air source |  | 100% | 0.45 | 48.8144 | 0 | 0 |  |  |  | 1 | Heat pump air source |  | 100% | 0.45 | 48.7354 | 0 | 0 |  |  |  | 1 | Heat pump air source |  | 100% | 0.45 | 60.7092 | 0 | 0 |  |  |  | 1 | Heat pump air source |  | 100% | 0.45 | 61.3353 | 0 | 0 |  |  |  | 1 | Heat pump air source |  | 100% | 0.45 | 22.039 | 0 | 0 |  |  |  | 1 | Heat pump air source |  | 100% | 0.45 | 44.6368 | 0 | 0 |  |  |  | 1 | Heat pump air source |  | 100% | 0.45 | 43.3141 | 0 | 0 |  |  |  | 1 | Heat pump air source |  | 100% | 0.45 | 46.9687 | 0 | 0 |  |  |  | 1 | Heat pump air source |  | 100% | 0.45 | 52.274 | 0 | 0 |  |  |  | 1 | Heat pump air source |  | 100% | 0.45 | 48.6857 | 0 | 0 |  |  |  | 1 | Heat pump air source |  | 100% | 0.45 | 50.9856 | 0 | 0 |  |  |  | 1 | Heat pump air source |  | 100% | 0.45 | 59.5116 | 0 | 0
2 |  |  | 0 | [8 empty] | 2 |  |  | 0 | [7 empty] | 2 |  |  | 0 | [7 empty] | 2 |  |  | 0 | [7 empty] | 2 |  |  | 0 | [7 empty] | 2 |  |  | 0 | [7 empty] | 2 |  |  | 0 | [7 empty] | 2 |  |  | 0 | [7 empty] | 2 |  |  | 0 | [7 empty] | 2 |  |  | 0 | [7 empty] | 2 |  |  | 0 | [7 empty] | 2 |  |  | 0 | [7 empty] | 2 |  |  | 0 | [7 empty] | 2 |  |  | 0 | [7 empty] | 2 |  |  | 0 | [7 empty] | 2 |  |  | 0 | [7 empty] | 2 |  |  | 0 | [7 empty] | 2 |  |  | 0 | [7 empty] | 2 |  |  | 0
3 | [11 empty] | 3 | [10 empty] | 3 | [10 empty] | 3 | [10 empty] | 3 | [10 empty] | 3 | [10 empty] | 3 | [10 empty] | 3 | [10 empty] | 3 | [10 empty] | 3 | [10 empty] | 3 | [10 empty] | 3 | [10 empty] | 3 | [10 empty] | 3 | [10 empty] | 3 | [10 empty] | 3 | [10 empty] | 3 | [10 empty] | 3 | [10 empty] | 3
| Auxiliary energy (El) |  |  |  | 6.3 | [7 empty] | Auxiliary energy | [10 empty] | Auxiliary energy | [10 empty] | Auxiliary energy | [10 empty] | Auxiliary energy | [10 empty] | Auxiliary energy | [10 empty] | Auxiliary energy | [10 empty] | Auxiliary energy | [10 empty] | Auxiliary energy | [10 empty] | Auxiliary energy | [10 empty] | Auxiliary energy | [10 empty] | Auxiliary energy | [10 empty] | Auxiliary energy | [10 empty] | Auxiliary energy | [10 empty] | Auxiliary energy | [10 empty] | Auxiliary energy | [10 empty] | Auxiliary energy | [10 empty] | Auxiliary energy | [10 empty] | Auxiliary energy
| Heating |  |  |  | 2.8 | [7 empty] | Heating |  |  |  | 2.8 | [6 empty] | Heating |  |  |  | 2.8 | [6 empty] | Heating |  |  |  | 2.8 | [6 empty] | Heating |  |  |  | 2.8 | [6 empty] | Heating |  |  |  | 2.8 | [6 empty] | Heating |  |  |  | 2.8 | [6 empty] | Heating |  |  |  | 2.8 | [6 empty] | Heating |  |  |  | 2.8 | [6 empty] | Heating |  |  |  | 2.8 | [6 empty] | Heating |  |  |  | 2.8 | [6 empty] | Heating |  |  |  | 2.8 | [6 empty] | Heating |  |  |  | 2.8 | [6 empty] | Heating |  |  |  | 2.8 | [6 empty] | Heating |  |  |  | 2.8 | [6 empty] | Heating |  |  |  | 2.8 | [6 empty] | Heating |  |  |  | 2.8 | [6 empty] | Heating |  |  |  | 2.8 | [6 empty] | Heating |  |  |  | 2.8
| Ventilation |  |  |  | 3.5 | [7 empty] | Ventilation |  |  |  | 2.4 | [6 empty] | Ventilation |  |  |  | 4.2 | [6 empty] | Ventilation |  |  |  | 4.2 | [6 empty] | Ventilation |  |  |  | 2.4 | [6 empty] | Ventilation |  |  |  | 2.4 | [6 empty] | Ventilation |  |  |  | 4.2 | [6 empty] | Ventilation |  |  |  | 4.2 | [6 empty] | Ventilation |  |  |  | 4.2 | [6 empty] | Ventilation |  |  |  | 4.2 | [6 empty] | Ventilation |  |  |  | 4.2 | [6 empty] | Ventilation |  |  |  | 4.2 | [6 empty] | Ventilation |  |  |  | 4.2 | [6 empty] | Ventilation |  |  |  | 4.2 | [6 empty] | Ventilation |  |  |  | 4.2 | [6 empty] | Ventilation |  |  |  | 4.2 | [6 empty] | Ventilation |  |  |  | 4.2 | [6 empty] | Ventilation |  |  |  | 4.2 | [6 empty] | Ventilation |  |  |  | 4.2
| Domestic Hot Water System | [11 empty] | Domestic Hot Water System | [10 empty] | Domestic Hot Water System | [10 empty] | Domestic Hot Water System | [10 empty] | Domestic Hot Water System | [10 empty] | Domestic Hot Water System | [10 empty] | Domestic Hot Water System | [10 empty] | Domestic Hot Water System | [10 empty] | Domestic Hot Water System | [10 empty] | Domestic Hot Water System | [10 empty] | Domestic Hot Water System | [10 empty] | Domestic Hot Water System | [10 empty] | Domestic Hot Water System | [10 empty] | Domestic Hot Water System | [10 empty] | Domestic Hot Water System | [10 empty] | Domestic Hot Water System | [10 empty] | Domestic Hot Water System | [10 empty] | Domestic Hot Water System | [10 empty] | Domestic Hot Water System
| energy need space heating | + losses distribution and heat emission | + losses storage |  |  | heat generator output | [6 empty] | energy need space heating | + losses distribution and heat emission | + losses storage |  |  | heat generator output | [5 empty] | energy need space heating | + losses distribution and heat emission | + losses storage |  |  | heat generator output | [5 empty] | energy need space heating | + losses distribution and heat emission | + losses storage |  |  | heat generator output | [5 empty] | energy need space heating | + losses distribution and heat emission | + losses storage |  |  | heat generator output | [5 empty] | energy need space heating | + losses distribution and heat emission | + losses storage |  |  | heat generator output | [5 empty] | energy need space heating | + losses distribution and heat emission | + losses storage |  |  | heat generator output | [5 empty] | energy need space heating | + losses distribution and heat emission | + losses storage |  |  | heat generator output | [5 empty] | energy need space heating | + losses distribution and heat emission | + losses storage |  |  | heat generator output | [5 empty] | energy need space heating | + losses distribution and heat emission | + losses storage |  |  | heat generator output | [5 empty] | energy need space heating | + losses distribution and heat emission | + losses storage |  |  | heat generator output | [5 empty] | energy need space heating | + losses distribution and heat emission | + losses storage |  |  | heat generator output | [5 empty] | energy need space heating | + losses distribution and heat emission | + losses storage |  |  | heat generator output | [5 empty] | energy need space heating | + losses distribution and heat emission | + losses storage |  |  | heat generator output | [5 empty] | energy need space heating | + losses distribution and heat emission | + losses storage |  |  | heat generator output | [5 empty] | energy need space heating | + losses distribution and heat emission | + losses storage |  |  | heat generator output | [5 empty] | energy need space heating | + losses distribution and heat emission | + losses storage |  |  | heat generator output | [5 empty] | energy need space heating | + losses distribution and heat emission | + losses storage |  |  | heat generator output | [5 empty] | energy need space heating | + losses distribution and heat emission | + losses storage |  |  | heat generator output
[6 empty] | qg,h,out = qnd,h - qw,h - qve,h,rec + qd,h + qs,h | [11 empty] | qg,h,out = qnd,h - qw,h - qve,h,rec + qd,h + qs,h | [10 empty] | qg,h,out = qnd,h - qw,h - qve,h,rec + qd,h + qs,h | [10 empty] | qg,h,out = qnd,h - qw,h - qve,h,rec + qd,h + qs,h | [10 empty] | qg,h,out = qnd,h - qw,h - qve,h,rec + qd,h + qs,h | [10 empty] | qg,h,out = qnd,h - qw,h - qve,h,rec + qd,h + qs,h | [10 empty] | qg,h,out = qnd,h - qw,h - qve,h,rec + qd,h + qs,h | [10 empty] | qg,h,out = qnd,h - qw,h - qve,h,rec + qd,h + qs,h | [10 empty] | qg,h,out = qnd,h - qw,h - qve,h,rec + qd,h + qs,h | [10 empty] | qg,h,out = qnd,h - qw,h - qve,h,rec + qd,h + qs,h | [10 empty] | qg,h,out = qnd,h - qw,h - qve,h,rec + qd,h + qs,h | [10 empty] | qg,h,out = qnd,h - qw,h - qve,h,rec + qd,h + qs,h | [10 empty] | qg,h,out = qnd,h - qw,h - qve,h,rec + qd,h + qs,h | [10 empty] | qg,h,out = qnd,h - qw,h - qve,h,rec + qd,h + qs,h | [10 empty] | qg,h,out = qnd,h - qw,h - qve,h,rec + qd,h + qs,h | [10 empty] | qg,h,out = qnd,h - qw,h - qve,h,rec + qd,h + qs,h | [10 empty] | qg,h,out = qnd,h - qw,h - qve,h,rec + qd,h + qs,h | [10 empty] | qg,h,out = qnd,h - qw,h - qve,h,rec + qd,h + qs,h | [10 empty] | qg,h,out = qnd,h - qw,h - qve,h,rec + qd,h + qs,h
| 10 | 4.4 | 0 |  |  | 14.4 | [6 empty] | 10 | 4.4 | 0 |  |  | 14.4 | [5 empty] | 10 | 4.4 | 0 |  |  | 14.4 | [5 empty] | 10 | 4.4 | 0 |  |  | 14.4 | [5 empty] | 10 | 4.4 | 0 |  |  | 14.4 | [5 empty] | 10 | 4.4 | 0 |  |  | 14.4 | [5 empty] | 10 | 4.4 | 0 |  |  | 14.4 | [5 empty] | 10 | 4.4 | 0 |  |  | 14.4 | [5 empty] | 10 | 4.4 | 0 |  |  | 14.4 | [5 empty] | 10 | 4.4 | 0 |  |  | 14.4 | [5 empty] | 10 | 4.4 | 0 |  |  | 14.4 | [5 empty] | 10 | 4.4 | 0 |  |  | 14.4 | [5 empty] | 10 | 4.4 | 0 |  |  | 14.4 | [5 empty] | 10 | 4.4 | 0 |  |  | 14.4 | [5 empty] | 10 | 4.4 | 0 |  |  | 14.4 | [5 empty] | 10 | 4.4 | 0 |  |  | 14.4 | [5 empty] | 10 | 4.4 | 0 |  |  | 14.4 | [5 empty] | 10 | 4.4 | 0 |  |  | 14.4 | [5 empty] | 10 | 4.4 | 0 |  |  | 14.4
| Energyware for DHW |  | share | expenditure factor | delivered energy | CHP: expenditure factor electricity | electricity production | [5 empty] | Energyware for DHW |  | share | expenditure factor | delivered energy | CHP: expenditure factor electricity | electricity production |  |  |  |  | Energyware for DHW |  | share | expenditure factor | delivered energy | CHP: expenditure factor electricity | electricity production |  |  |  |  | Energyware for DHW |  | share | expenditure factor | delivered energy | CHP: expenditure factor electricity | electricity production |  |  |  |  | Energyware for DHW |  | share | expenditure factor | delivered energy | CHP: expenditure factor electricity | electricity production |  |  |  |  | Energyware for DHW |  | share | expenditure factor | delivered energy | CHP: expenditure factor electricity | electricity production |  |  |  |  | Energyware for DHW |  | share | expenditure factor | delivered energy | CHP: expenditure factor electricity | electricity production |  |  |  |  | Energyware for DHW |  | share | expenditure factor | delivered energy | CHP: expenditure factor electricity | electricity production |  |  |  |  | Energyware for DHW |  | share | expenditure factor | delivered energy | CHP: expenditure factor electricity | electricity production |  |  |  |  | Energyware for DHW |  | share | expenditure factor | delivered energy | CHP: expenditure factor electricity | electricity production |  |  |  |  | Energyware for DHW |  | share | expenditure factor | delivered energy | CHP: expenditure factor electricity | electricity production |  |  |  |  | Energyware for DHW |  | share | expenditure factor | delivered energy | CHP: expenditure factor electricity | electricity production |  |  |  |  | Energyware for DHW |  | share | expenditure factor | delivered energy | CHP: expenditure factor electricity | electricity production |  |  |  |  | Energyware for DHW |  | share | expenditure factor | delivered energy | CHP: expenditure factor electricity | electricity production |  |  |  |  | Energyware for DHW |  | share | expenditure factor | delivered energy | CHP: expenditure factor electricity | electricity production |  |  |  |  | Energyware for DHW |  | share | expenditure factor | delivered energy | CHP: expenditure factor electricity | electricity production |  |  |  |  | Energyware for DHW |  | share | expenditure factor | delivered energy | CHP: expenditure factor electricity | electricity production |  |  |  |  | Energyware for DHW |  | share | expenditure factor | delivered energy | CHP: expenditure factor electricity | electricity production |  |  |  |  | Energyware for DHW |  | share | expenditure factor | delivered energy | CHP: expenditure factor electricity | electricity production
|  |  | and,h,i | eg,h,i | qdel,h,i | eg,el,h,i | qprod,el,h,i | [7 empty] | and,h,i | eg,h,i | qdel,h,i | eg,el,h,i | qprod,el,h,i | [6 empty] | and,h,i | eg,h,i | qdel,h,i | eg,el,h,i | qprod,el,h,i | [6 empty] | and,h,i | eg,h,i | qdel,h,i | eg,el,h,i | qprod,el,h,i | [6 empty] | and,h,i | eg,h,i | qdel,h,i | eg,el,h,i | qprod,el,h,i | [6 empty] | and,h,i | eg,h,i | qdel,h,i | eg,el,h,i | qprod,el,h,i | [6 empty] | and,h,i | eg,h,i | qdel,h,i | eg,el,h,i | qprod,el,h,i | [6 empty] | and,h,i | eg,h,i | qdel,h,i | eg,el,h,i | qprod,el,h,i | [6 empty] | and,h,i | eg,h,i | qdel,h,i | eg,el,h,i | qprod,el,h,i | [6 empty] | and,h,i | eg,h,i | qdel,h,i | eg,el,h,i | qprod,el,h,i | [6 empty] | and,h,i | eg,h,i | qdel,h,i | eg,el,h,i | qprod,el,h,i | [6 empty] | and,h,i | eg,h,i | qdel,h,i | eg,el,h,i | qprod,el,h,i | [6 empty] | and,h,i | eg,h,i | qdel,h,i | eg,el,h,i | qprod,el,h,i | [6 empty] | and,h,i | eg,h,i | qdel,h,i | eg,el,h,i | qprod,el,h,i | [6 empty] | and,h,i | eg,h,i | qdel,h,i | eg,el,h,i | qprod,el,h,i | [6 empty] | and,h,i | eg,h,i | qdel,h,i | eg,el,h,i | qprod,el,h,i | [6 empty] | and,h,i | eg,h,i | qdel,h,i | eg,el,h,i | qprod,el,h,i | [6 empty] | and,h,i | eg,h,i | qdel,h,i | eg,el,h,i | qprod,el,h,i | [6 empty] | and,h,i | eg,h,i | qdel,h,i | eg,el,h,i | qprod,el,h,i
1 | Gas heat generator |  | 100% | 1.11 | 15.984 | 0 | 0 |  |  |  |  | 1 | Gas heat generator |  | 100% | 1.11 | 15.984 | 0 | 0 |  |  |  | 1 | El PV |  | 100% | 1.11 | 15.984 | 0 | 0 |  |  |  | 1 | El PV |  | 100% | 1.11 | 15.984 | 0 | 0 |  |  |  | 1 | Gas heat generator |  | 100% | 1.11 | 15.984 | 0 | 0 |  |  |  | 1 | Gas heat generator |  | 100% | 1.11 | 15.984 | 0 | 0 |  |  |  | 1 | El PV |  | 100% | 1.11 | 15.984 | 0 | 0 |  |  |  | 1 | El PV |  | 100% | 1.11 | 15.984 | 0 | 0 |  |  |  | 1 | El PV |  | 100% | 1.11 | 15.984 | 0 | 0 |  |  |  | 1 | El PV |  | 100% | 1.11 | 15.984 | 0 | 0 |  |  |  | 1 | El PV |  | 100% | 1.11 | 15.984 | 0 | 0 |  |  |  | 1 | El PV |  | 100% | 1.11 | 15.984 | 0 | 0 |  |  |  | 1 | El PV |  | 100% | 1.11 | 15.984 | 0 | 0 |  |  |  | 1 | El PV |  | 100% | 1.11 | 15.984 | 0 | 0 |  |  |  | 1 | El PV |  | 100% | 1.11 | 15.984 | 0 | 0 |  |  |  | 1 | El PV |  | 100% | 1.11 | 15.984 | 0 | 0 |  |  |  | 1 | El PV |  | 100% | 1.11 | 15.984 | 0 | 0 |  |  |  | 1 | El PV |  | 100% | 1.11 | 15.984 | 0 | 0 |  |  |  | 1 | El PV |  | 100% | 1.11 | 15.984 | 0 | 0
2 |  |  | 0 | [8 empty] | 2 |  |  | 0 | [7 empty] | 2 |  |  | 0 | [7 empty] | 2 |  |  | 0 | [7 empty] | 2 |  |  | 0 | [7 empty] | 2 |  |  | 0 | [7 empty] | 2 |  |  | 0 | [7 empty] | 2 |  |  | 0 | [7 empty] | 2 |  |  | 0 | [7 empty] | 2 |  |  | 0 | [7 empty] | 2 |  |  | 0 | [7 empty] | 2 |  |  | 0 | [7 empty] | 2 |  |  | 0 | [7 empty] | 2 |  |  | 0 | [7 empty] | 2 |  |  | 0 | [7 empty] | 2 |  |  | 0 | [7 empty] | 2 |  |  | 0 | [7 empty] | 2 |  |  | 0 | [7 empty] | 2 |  |  | 0
3 | [11 empty] | 3 | [10 empty] | 3 | [10 empty] | 3 | [10 empty] | 3 | [10 empty] | 3 | [10 empty] | 3 | [10 empty] | 3 | [10 empty] | 3 | [10 empty] | 3 | [10 empty] | 3 | [10 empty] | 3 | [10 empty] | 3 | [10 empty] | 3 | [10 empty] | 3 | [10 empty] | 3 | [10 empty] | 3 | [10 empty] | 3 | [10 empty] | 3
| Auxiliary energy (energy consumed by fans, pumps and controls) |  |  |  | 0 | [7 empty] | Auxiliary energy (energy consumed by fans, pumps and controls) |  |  |  | 0 | [6 empty] | Auxiliary energy |  |  |  | 0 | [6 empty] | Auxiliary energy |  |  |  | 0 | [6 empty] | Auxiliary energy (energy consumed by fans, pumps and controls) |  |  |  | 0 | [6 empty] | Auxiliary energy (energy consumed by fans, pumps and controls) |  |  |  | 0 | [6 empty] | Auxiliary energy |  |  |  | 0 | [6 empty] | Auxiliary energy |  |  |  | 0 | [6 empty] | Auxiliary energy |  |  |  | 0 | [6 empty] | Auxiliary energy |  |  |  | 0 | [6 empty] | Auxiliary energy |  |  |  | 0 | [6 empty] | Auxiliary energy |  |  |  | 0 | [6 empty] | Auxiliary energy |  |  |  | 0 | [6 empty] | Auxiliary energy |  |  |  | 0 | [6 empty] | Auxiliary energy |  |  |  | 0 | [6 empty] | Auxiliary energy |  |  |  | 0 | [6 empty] | Auxiliary energy |  |  |  | 0 | [6 empty] | Auxiliary energy |  |  |  | 0 | [6 empty] | Auxiliary energy |  |  |  | 0
| Energy Carrier Assessment | [11 empty] | Energy Carrier Assessment | [10 empty] | Energy Carrier Assessment | [10 empty] | Energy Carrier Assessment | [10 empty] | Energy Carrier Assessment | [10 empty] | Energy Carrier Assessment | [10 empty] | Energy Carrier Assessment | [10 empty] | Energy Carrier Assessment | [10 empty] | Energy Carrier Assessment | [10 empty] | Energy Carrier Assessment | [10 empty] | Energy Carrier Assessment | [10 empty] | Energy Carrier Assessment | [10 empty] | Energy Carrier Assessment | [10 empty] | Energy Carrier Assessment | [10 empty] | Energy Carrier Assessment | [10 empty] | Energy Carrier Assessment | [10 empty] | Energy Carrier Assessment | [10 empty] | Energy Carrier Assessment | [10 empty] | Energy Carrier Assessment
| Heating (+Ventilation system) |  | delivered energy | total primary energy |  | carbon dioxide emissions | [6 empty] | Heating (+Ventilation system) |  | delivered energy | total primary energy |  | carbon dioxide emissions | [5 empty] | Heating (+Ventilation system) |  | delivered energy | total primary energy |  | carbon dioxide emissions | [5 empty] | Heating (+Ventilation system) |  | delivered energy | total primary energy |  | carbon dioxide emissions | [5 empty] | Heating (+Ventilation system) |  | delivered energy | total primary energy |  | carbon dioxide emissions | [5 empty] | Heating (+Ventilation system) |  | delivered energy | total primary energy |  | carbon dioxide emissions | [5 empty] | Heating (+Ventilation system) |  | delivered energy | total primary energy |  | carbon dioxide emissions | [5 empty] | Heating (+Ventilation system) |  | delivered energy | total primary energy |  | carbon dioxide emissions | [5 empty] | Heating (+Ventilation system) |  | delivered energy | total primary energy |  | carbon dioxide emissions | [5 empty] | Heating (+Ventilation system) |  | delivered energy | total primary energy |  | carbon dioxide emissions | [5 empty] | Heating (+Ventilation system) |  | delivered energy | total primary energy |  | carbon dioxide emissions | [5 empty] | Heating (+Ventilation system) |  | delivered energy | total primary energy |  | carbon dioxide emissions | [5 empty] | Heating (+Ventilation system) |  | delivered energy | total primary energy |  | carbon dioxide emissions | [5 empty] | Heating (+Ventilation system) |  | delivered energy | total primary energy |  | carbon dioxide emissions | [5 empty] | Heating (+Ventilation system) |  | delivered energy | total primary energy |  | carbon dioxide emissions | [5 empty] | Heating (+Ventilation system) |  | delivered energy | total primary energy |  | carbon dioxide emissions | [5 empty] | Heating (+Ventilation system) |  | delivered energy | total primary energy |  | carbon dioxide emissions | [5 empty] | Heating (+Ventilation system) |  | delivered energy | total primary energy |  | carbon dioxide emissions | [5 empty] | Heating (+Ventilation system) |  | delivered energy | total primary energy |  | carbon dioxide emissions
|  |  | qdel,i | fp,total,i | qp,total,i = qdel,i fp,total,i | fCO2,i | mCO2,i = qdel,i fCO2,i | [7 empty] | qdel,i | fp,total,i | qp,total,i = qdel,i fp,total,i | fCO2,i | mCO2,i = qdel,i fCO2,i | [6 empty] | qdel,i | fp,total,i | qp,total,i = qdel,i fp,total,i | fCO2,i | mCO2,i = qdel,i fCO2,i | [6 empty] | qdel,i | fp,total,i | qp,total,i = qdel,i fp,total,i | fCO2,i | mCO2,i = qdel,i fCO2,i | [6 empty] | qdel,i | fp,total,i | qp,total,i = qdel,i fp,total,i | fCO2,i | mCO2,i = qdel,i fCO2,i | [6 empty] | qdel,i | fp,total,i | qp,total,i = qdel,i fp,total,i | fCO2,i | mCO2,i = qdel,i fCO2,i | [6 empty] | qdel,i | fp,total,i | qp,total,i = qdel,i fp,total,i | fCO2,i | mCO2,i = qdel,i fCO2,i | [6 empty] | qdel,i | fp,total,i | qp,total,i = qdel,i fp,total,i | fCO2,i | mCO2,i = qdel,i fCO2,i | [6 empty] | qdel,i | fp,total,i | qp,total,i = qdel,i fp,total,i | fCO2,i | mCO2,i = qdel,i fCO2,i | [6 empty] | qdel,i | fp,total,i | qp,total,i = qdel,i fp,total,i | fCO2,i | mCO2,i = qdel,i fCO2,i | [6 empty] | qdel,i | fp,total,i | qp,total,i = qdel,i fp,total,i | fCO2,i | mCO2,i = qdel,i fCO2,i | [6 empty] | qdel,i | fp,total,i | qp,total,i = qdel,i fp,total,i | fCO2,i | mCO2,i = qdel,i fCO2,i | [6 empty] | qdel,i | fp,total,i | qp,total,i = qdel,i fp,total,i | fCO2,i | mCO2,i = qdel,i fCO2,i | [6 empty] | qdel,i | fp,total,i | qp,total,i = qdel,i fp,total,i | fCO2,i | mCO2,i = qdel,i fCO2,i | [6 empty] | qdel,i | fp,total,i | qp,total,i = qdel,i fp,total,i | fCO2,i | mCO2,i = qdel,i fCO2,i | [6 empty] | qdel,i | fp,total,i | qp,total,i = qdel,i fp,total,i | fCO2,i | mCO2,i = qdel,i fCO2,i | [6 empty] | qdel,i | fp,total,i | qp,total,i = qdel,i fp,total,i | fCO2,i | mCO2,i = qdel,i fCO2,i | [6 empty] | qdel,i | fp,total,i | qp,total,i = qdel,i fp,total,i | fCO2,i | mCO2,i = qdel,i fCO2,i | [6 empty] | qdel,i | fp,total,i | qp,total,i = qdel,i fp,total,i | fCO2,i | mCO2,i = qdel,i fCO2,i
|  |  | kWh/m2a |  | kWh/m2a | g/kWh | kg/m2a | [7 empty] | kWh/m2a |  | kWh/m2a | g/kWh | kg/m2a | [6 empty] | kWh/m2a |  | kWh/m2a | g/kWh | kg/m2a | [6 empty] | kWh/m2a |  | kWh/m2a | g/kWh | kg/m2a | [6 empty] | kWh/m2a |  | kWh/m2a | g/kWh | kg/m2a | [6 empty] | kWh/m2a |  | kWh/m2a | g/kWh | kg/m2a | [6 empty] | kWh/m2a |  | kWh/m2a | g/kWh | kg/m2a | [6 empty] | kWh/m2a |  | kWh/m2a | g/kWh | kg/m2a | [6 empty] | kWh/m2a |  | kWh/m2a | g/kWh | kg/m2a | [6 empty] | kWh/m2a |  | kWh/m2a | g/kWh | kg/m2a | [6 empty] | kWh/m2a |  | kWh/m2a | g/kWh | kg/m2a | [6 empty] | kWh/m2a |  | kWh/m2a | g/kWh | kg/m2a | [6 empty] | kWh/m2a |  | kWh/m2a | g/kWh | kg/m2a | [6 empty] | kWh/m2a |  | kWh/m2a | g/kWh | kg/m2a | [6 empty] | kWh/m2a |  | kWh/m2a | g/kWh | kg/m2a | [6 empty] | kWh/m2a |  | kWh/m2a | g/kWh | kg/m2a | [6 empty] | kWh/m2a |  | kWh/m2a | g/kWh | kg/m2a | [6 empty] | kWh/m2a |  | kWh/m2a | g/kWh | kg/m2a | [6 empty] | kWh/m2a |  | kWh/m2a | g/kWh | kg/m2a
| Gas |  | 196.5694 | 1.05 | 206.3979 | 277 | 54.4497 | [5 empty] | Gas |  | 53.7731 | 1.05 | 56.4618 | 277 | 14.8952 |  |  |  |  | EL PV |  | 54.8225 | 2.5 | 137.0562 | 617 | 33.8255 |  |  |  |  | EL PV |  | 42.658 | 2.5 | 106.645 | 617 | 26.32 |  |  |  |  | Gas |  | 112.7853 | 1.05 | 118.4246 | 277 | 31.2415 |  |  |  |  | Gas |  | 141.2876 | 1.05 | 148.352 | 277 | 39.1367 |  |  |  |  | EL PV |  | 42.658 | 2.5 | 106.645 | 617 | 26.32 |  |  |  |  | EL PV |  | 55.8144 | 2.5 | 139.536 | 617 | 34.4375 |  |  |  |  | EL PV |  | 55.7354 | 2.5 | 139.3386 | 617 | 34.3888 |  |  |  |  | EL PV |  | 67.7092 | 2.5 | 169.2729 | 617 | 41.7766 |  |  |  |  | EL PV |  | 68.3353 | 2.5 | 170.8383 | 617 | 42.1629 |  |  |  |  | EL PV |  | 29.039 | 2.5 | 72.5975 | 617 | 17.9171 |  |  |  |  | EL PV |  | 51.6368 | 2.5 | 129.092 | 617 | 31.8599 |  |  |  |  | EL PV |  | 50.3141 | 2.5 | 125.7853 | 617 | 31.0438 |  |  |  |  | EL PV |  | 53.9687 | 2.5 | 134.9217 | 617 | 33.2987 |  |  |  |  | EL PV |  | 59.274 | 2.5 | 148.185 | 617 | 36.5721 |  |  |  |  | EL PV |  | 55.6857 | 2.5 | 139.2142 | 617 | 34.3581 |  |  |  |  | EL PV |  | 57.9856 | 2.5 | 144.9639 | 617 | 35.7771 |  |  |  |  | EL PV |  | 66.5116 | 2.5 | 166.279 | 617 | 41.0376
| Auxiliary electricity |  | 6.3 | 2.5 | 15.75 | 617 | 3.8871 | [5 empty] | Auxiliary electricity |  | 5.2 | 2.5 | 13 | 617 | 3.2084 | [26 empty] | Auxiliary electricity |  | 5.2 | 2.5 | 13 | 617 | 3.2084 |  |  |  |  | Auxiliary electricity |  | 5.2 | 2.5 | 13 | 617 | 3.2084
| Domestic Hot Water |  | delivered energy | total primary energy |  | carbon dioxide emissions | [6 empty] | Domestic Hot Water |  | delivered energy | total primary energy |  | carbon dioxide emissions | [5 empty] | Domestic Hot Water |  | delivered energy | total primary energy |  | carbon dioxide emissions | [5 empty] | Domestic Hot Water |  | delivered energy | total primary energy |  | carbon dioxide emissions | [5 empty] | Domestic Hot Water |  | delivered energy | total primary energy |  | carbon dioxide emissions | [5 empty] | Domestic Hot Water |  | delivered energy | total primary energy |  | carbon dioxide emissions | [5 empty] | Domestic Hot Water |  | delivered energy | total primary energy |  | carbon dioxide emissions | [5 empty] | Domestic Hot Water |  | delivered energy | total primary energy |  | carbon dioxide emissions | [5 empty] | Domestic Hot Water |  | delivered energy | total primary energy |  | carbon dioxide emissions | [5 empty] | Domestic Hot Water |  | delivered energy | total primary energy |  | carbon dioxide emissions | [5 empty] | Domestic Hot Water |  | delivered energy | total primary energy |  | carbon dioxide emissions | [5 empty] | Domestic Hot Water |  | delivered energy | total primary energy |  | carbon dioxide emissions | [5 empty] | Domestic Hot Water |  | delivered energy | total primary energy |  | carbon dioxide emissions | [5 empty] | Domestic Hot Water |  | delivered energy | total primary energy |  | carbon dioxide emissions | [5 empty] | Domestic Hot Water |  | delivered energy | total primary energy |  | carbon dioxide emissions | [5 empty] | Domestic Hot Water |  | delivered energy | total primary energy |  | carbon dioxide emissions | [5 empty] | Domestic Hot Water |  | delivered energy | total primary energy |  | carbon dioxide emissions | [5 empty] | Domestic Hot Water |  | delivered energy | total primary energy |  | carbon dioxide emissions | [5 empty] | Domestic Hot Water |  | delivered energy | total primary energy |  | carbon dioxide emissions
|  |  | qdel,i | fp,total,i | qp,total,i = qdel,i fp,total,i | fCO2,i | mCO2,i = qdel,i fCO2,i | [7 empty] | qdel,i | fp,total,i | qp,total,i = qdel,i fp,total,i | fCO2,i | mCO2,i = qdel,i fCO2,i | [6 empty] | qdel,i | fp,total,i | qp,total,i = qdel,i fp,total,i | fCO2,i | mCO2,i = qdel,i fCO2,i | [6 empty] | qdel,i | fp,total,i | qp,total,i = qdel,i fp,total,i | fCO2,i | mCO2,i = qdel,i fCO2,i | [6 empty] | qdel,i | fp,total,i | qp,total,i = qdel,i fp,total,i | fCO2,i | mCO2,i = qdel,i fCO2,i | [6 empty] | qdel,i | fp,total,i | qp,total,i = qdel,i fp,total,i | fCO2,i | mCO2,i = qdel,i fCO2,i | [6 empty] | qdel,i | fp,total,i | qp,total,i = qdel,i fp,total,i | fCO2,i | mCO2,i = qdel,i fCO2,i | [6 empty] | qdel,i | fp,total,i | qp,total,i = qdel,i fp,total,i | fCO2,i | mCO2,i = qdel,i fCO2,i | [6 empty] | qdel,i | fp,total,i | qp,total,i = qdel,i fp,total,i | fCO2,i | mCO2,i = qdel,i fCO2,i | [6 empty] | qdel,i | fp,total,i | qp,total,i = qdel,i fp,total,i | fCO2,i | mCO2,i = qdel,i fCO2,i | [6 empty] | qdel,i | fp,total,i | qp,total,i = qdel,i fp,total,i | fCO2,i | mCO2,i = qdel,i fCO2,i | [6 empty] | qdel,i | fp,total,i | qp,total,i = qdel,i fp,total,i | fCO2,i | mCO2,i = qdel,i fCO2,i | [6 empty] | qdel,i | fp,total,i | qp,total,i = qdel,i fp,total,i | fCO2,i | mCO2,i = qdel,i fCO2,i | [6 empty] | qdel,i | fp,total,i | qp,total,i = qdel,i fp,total,i | fCO2,i | mCO2,i = qdel,i fCO2,i | [6 empty] | qdel,i | fp,total,i | qp,total,i = qdel,i fp,total,i | fCO2,i | mCO2,i = qdel,i fCO2,i | [6 empty] | qdel,i | fp,total,i | qp,total,i = qdel,i fp,total,i | fCO2,i | mCO2,i = qdel,i fCO2,i | [6 empty] | qdel,i | fp,total,i | qp,total,i = qdel,i fp,total,i | fCO2,i | mCO2,i = qdel,i fCO2,i | [6 empty] | qdel,i | fp,total,i | qp,total,i = qdel,i fp,total,i | fCO2,i | mCO2,i = qdel,i fCO2,i | [6 empty] | qdel,i | fp,total,i | qp,total,i = qdel,i fp,total,i | fCO2,i | mCO2,i = qdel,i fCO2,i
|  |  | kWh/m2a |  | kWh/m2a | g/kWh | kg/m2a | [7 empty] | kWh/m2a |  | kWh/m2a | g/kWh | kg/m2a | [6 empty] | kWh/m2a |  | kWh/m2a | g/kWh | kg/m2a | [6 empty] | kWh/m2a |  | kWh/m2a | g/kWh | kg/m2a | [6 empty] | kWh/m2a |  | kWh/m2a | g/kWh | kg/m2a | [6 empty] | kWh/m2a |  | kWh/m2a | g/kWh | kg/m2a | [6 empty] | kWh/m2a |  | kWh/m2a | g/kWh | kg/m2a | [6 empty] | kWh/m2a |  | kWh/m2a | g/kWh | kg/m2a | [6 empty] | kWh/m2a |  | kWh/m2a | g/kWh | kg/m2a | [6 empty] | kWh/m2a |  | kWh/m2a | g/kWh | kg/m2a | [6 empty] | kWh/m2a |  | kWh/m2a | g/kWh | kg/m2a | [6 empty] | kWh/m2a |  | kWh/m2a | g/kWh | kg/m2a | [6 empty] | kWh/m2a |  | kWh/m2a | g/kWh | kg/m2a | [6 empty] | kWh/m2a |  | kWh/m2a | g/kWh | kg/m2a | [6 empty] | kWh/m2a |  | kWh/m2a | g/kWh | kg/m2a | [6 empty] | kWh/m2a |  | kWh/m2a | g/kWh | kg/m2a | [6 empty] | kWh/m2a |  | kWh/m2a | g/kWh | kg/m2a | [6 empty] | kWh/m2a |  | kWh/m2a | g/kWh | kg/m2a | [6 empty] | kWh/m2a |  | kWh/m2a | g/kWh | kg/m2a
| Gas |  | 2.8 | 1.05 | 2.94 | 277 | 0.7756 | [5 empty] | Gas |  | 2.8 | 1.05 | 2.94 | 277 | 0.7756 |  |  |  |  | Gas |  | 2.8 | 1.05 | 2.94 | 277 | 0.7756 |  |  |  |  | Gas |  | 2.8 | 1.05 | 2.94 | 277 | 0.7756 |  |  |  |  | Gas |  | 2.8 | 1.05 | 2.94 | 277 | 0.7756 |  |  |  |  | Gas |  | 2.8 | 1.05 | 2.94 | 277 | 0.7756 |  |  |  |  | Gas |  | 2.8 | 1.05 | 2.94 | 277 | 0.7756 |  |  |  |  | Gas |  | 2.8 | 1.05 | 2.94 | 277 | 0.7756 |  |  |  |  | Gas |  | 2.8 | 1.05 | 2.94 | 277 | 0.7756 |  |  |  |  | Gas |  | 2.8 | 1.05 | 2.94 | 277 | 0.7756 |  |  |  |  | Gas |  | 2.8 | 1.05 | 2.94 | 277 | 0.7756 |  |  |  |  | Gas |  | 2.8 | 1.05 | 2.94 | 277 | 0.7756 |  |  |  |  | Gas |  | 2.8 | 1.05 | 2.94 | 277 | 0.7756 |  |  |  |  | Gas |  | 2.8 | 1.05 | 2.94 | 277 | 0.7756 |  |  |  |  | Gas |  | 2.8 | 1.05 | 2.94 | 277 | 0.7756 |  |  |  |  | Gas |  | 2.8 | 1.05 | 2.94 | 277 | 0.7756 |  |  |  |  | Gas |  | 2.8 | 1.05 | 2.94 | 277 | 0.7756 |  |  |  |  | Gas |  | 2.8 | 1.05 | 2.94 | 277 | 0.7756 |  |  |  |  | Gas |  | 2.8 | 1.05 | 2.94 | 277 | 0.7756
| Auxiliary electricity |  | 0 | 2.5 | 0 | 617 | 0 | [5 empty] | Auxiliary electricity |  | 0 | 2.5 | 0 | 617 | 0 |  |  |  |  | Auxiliary electricity |  | 0 | 2.5 | 0 | 617 | 0 |  |  |  |  | Auxiliary electricity |  | 0 | 2.5 | 0 | 617 | 0 |  |  |  |  | Auxiliary electricity |  | 0 | 2.5 | 0 | 617 | 0 |  |  |  |  | Auxiliary electricity |  | 0 | 2.5 | 0 | 617 | 0 |  |  |  |  | Auxiliary electricity |  | 0 | 2.5 | 0 | 617 | 0 |  |  |  |  | Auxiliary electricity |  | 0 | 2.5 | 0 | 617 | 0 |  |  |  |  | Auxiliary electricity |  | 0 | 2.5 | 0 | 617 | 0 |  |  |  |  | Auxiliary electricity |  | 0 | 2.5 | 0 | 617 | 0 |  |  |  |  | Auxiliary electricity |  | 0 | 2.5 | 0 | 617 | 0 |  |  |  |  | Auxiliary electricity |  | 0 | 2.5 | 0 | 617 | 0 |  |  |  |  | Auxiliary electricity |  | 0 | 2.5 | 0 | 617 | 0 |  |  |  |  | Auxiliary electricity |  | 0 | 2.5 | 0 | 617 | 0 |  |  |  |  | Auxiliary electricity |  | 0 | 2.5 | 0 | 617 | 0 |  |  |  |  | Auxiliary electricity |  | 0 | 2.5 | 0 | 617 | 0 |  |  |  |  | Auxiliary electricity |  | 0 | 2.5 | 0 | 617 | 0 |  |  |  |  | Auxiliary electricity |  | 0 | 2.5 | 0 | 617 | 0 |  |  |  |  | Auxiliary electricity |  | 0 | 2.5 | 0 | 617 | 0

## SD65-74_COST
|  | Insulation thickness [cm] | Element area (m2) | Construction cost index Germany (2022) | Specific costs [EUR/m2 element] (base 2015) | Specific net costs (excl. German taxes [EUR]) | Specific costs with Dutch taxes [EUR] | Total costs with Dutch index (FINAL) | Subsidy amount |  | Specific enegy need per year [kWh/m2/year] | Heat pump capacity [kW]
Facade/Außenwand WDVS | [5 empty] | 0.19 | 0.21 | 0.84886
| moderate | 2.1151 | 104.7 | 1.373 | 35.3046 | 28.5967 | 34.602 | 3075.2812 | 1989.3
| deep | 12.7473 | 104.7 | 1.373 | 76.3249 | 61.8232 | 74.8061 | 6648.4467 | 1989.3
Roof (energiebedingte Mehrkosten)
| moderate | 8.5806 | 65.2 | 1.373 | 73.8346 | 59.806 | 72.3653 | 4005.1099 | 978
| deep | 17.9556 | 65.2 | 1.373 | 104.3409 | 84.5161 | 102.2645 | 5659.9075 | 978
Cellar (unterseitige Dämmung mit Bekleidung)
| moderate | 10.9953 | 60 | 1.373 | 97.8848 | 79.2867 | 95.9369 | 4886.2286 | 180
| deep | 11.4582 | 60 | 1.373 | 98.8701 | 80.0848 | 96.9026 | 4935.4107 | 180
Windows double glazing (Fenster 2 WSL & 3 WSL) |  | Window area total [m2] | Window area total [m2]
| double -glass | Double glazing | 31.3 | 1.373 | 487.5227 | 394.8934 | 477.821 | 12695.3965 | 719.9
Doors | moderate | U1.5 | 1.9 | 1.373 | 1967.509 | 1593.6823 | 1928.3556 | 3110.1221
| heat pump only | [7 empty] | Costs with subsidy (heat pump) | Costs with subsidy (gas boiler) | 181.809 | 14.9992
TOTAL COSTS | deep full | [6 empty] | 29939.1614 | 22204.7614 | 22204.7614 | 45.8125 | 3.7795
| deep walls and floor | [6 empty] | 11583.8574 | 7245.2574 | 7245.2574 | 100.53 | 8.2937
| deep walls and double glazing | [6 empty] | 19343.8432 | 13925.4432 | 13925.4432 | 97.6912 | 8.0595
| deep walls and roof | [6 empty] | 12308.3542 | 6373.7542 | 6373.7542 | 102.0146 | 8.4162
| deep floor and double glazing | [6 empty] | 17630.8072 | 15831.0072 | 15831.0072 | 97.6912 | 10.6557
| deep floor and roof | [6 empty] | 10595.3182 | 8279.3182 | 8279.3182 | 129.1596 | 8.0595
| deep roof and double glazing | [6 empty] | 16700.5065 | 13304.7065 | 13304.7065 | 126.4434 | 10.4316
| deep walls | [6 empty] | 6648.4467 | 2669.8467 | 4659.1467 | 130.2435 | 10.7451
| deep floor | [6 empty] | 4935.4107 | 4575.4107 | 4755.4107 | 156.3157 | 12.896
| deep roof | [6 empty] | 5659.9075 | 3703.9075 | 4681.9075 | 157.6784 | 13.0085
| moderate full | [6 empty] | 24662.0162 | 16927.6162 | 16927.6162 | 67.9075 | 5.6024
| moderate walls and floor | [6 empty] | 7961.5098 | 3622.9098 | 3622.9098 | 121.3139 | 10.0084
| moderate walls and double glazing | [6 empty] | 15770.6777 | 10352.2777 | 10352.2777 | 118.4317 | 9.7706
| moderate walls and roof | [6 empty] | 7080.3911 | 1145.7911 | 1145.7911 | 126.3946 | 10.4276
| moderate floor and roof | [6 empty] | 8891.3385 | 6575.3385 | 6575.3385 | 137.951 | 11.381
| moderate floor and double glazing | [6 empty] | 17581.6251 | 15781.8251 | 15781.8251 | 130.1352 | 10.7362
| moderate roof and double glazing | [6 empty] | 16700.5065 | 13304.7065 | 13304.7065 | 135.1448 | 11.1494
| double glazing | [6 empty] | 12695.3965 | 11255.5965 | 11975.4965 | 153.709 | 12.681

## SD75-91
SD75-91
| Reference area (conditioned flloor area) | 135.3
| AC,ref | m2
Energy balance calculation - Building Performance
Existing state | [10 empty] | Deep full retrofit | [10 empty] | Deep walls+floor | [10 empty] | Deep walls+double-glazing | [10 empty] | Deep walls+roof | [10 empty] | Deep floor+roof | [10 empty] | Deep floor+double-glazing | [10 empty] | Deep roof+double-glazing | [10 empty] | Deep walls | [10 empty] | Deep floor | [10 empty] | Deep roof | [10 empty] | Moderate full retrofit | [10 empty] | Moderate walls+floor retrofit | [10 empty] | Moderate walls+double glazing retrofit | [10 empty] | Moderate walls+roof retrofit | [10 empty] | Moderate floor+roof retrofit | [10 empty] | Moderate floor+double-glass retrofit | [10 empty] | Moderate roof+double glazing retrofit | [10 empty] | Double glazing retrofit
|  | Initial U-value (effective) | Element area | Adjustment factor for soil |  |  | Heat transfer coefficient by transmission | Annual heat flow related to AC,Ref | Heat load | heat transfer coefficients related to |  |  | Nominal insulation thickness | effective thermal conductivity | Actual U-value (effective) | Element area | Adjustment factor for soil | Heat transfer coefficient by transmission | Annual heat flow related to AC,Ref | Heat load | heat transfer coefficients related to |  |  | Nominal insulation thickness | effective thermal conductivity | Actual U-value (effective) | Element area | Adjustment factor for soil | Heat transfer coefficient by transmission | Annual heat flow related to AC,Ref | Heat load | heat transfer coefficients related to |  |  | Nominal insulation thickness | effective thermal conductivity | Actual U-value (effective) | Element area | Adjustment factor for soil | Heat transfer coefficient by transmission | Annual heat flow related to AC,Ref | Heat load | heat transfer coefficients related to |  |  | Nominal insulation thickness | effective thermal conductivity | Actual U-value (effective) | Element area | Adjustment factor for soil | Heat transfer coefficient by transmission | Annual heat flow related to AC,Ref | Heat load | heat transfer coefficients related to |  |  | Nominal insulation thickness | effective thermal conductivity | Actual U-value (effective) | Element area | Adjustment factor for soil | Heat transfer coefficient by transmission | Annual heat flow related to AC,Ref | Heat load | heat transfer coefficients related to |  |  | Nominal insulation thickness | effective thermal conductivity | Actual U-value (effective) | Element area | Adjustment factor for soil | Heat transfer coefficient by transmission | Annual heat flow related to AC,Ref | Heat load | heat transfer coefficients related to |  |  | Nominal insulation thickness | effective thermal conductivity | Actual U-value (effective) | Element area | Adjustment factor for soil | Heat transfer coefficient by transmission | Annual heat flow related to AC,Ref | Heat load | heat transfer coefficients related to |  |  | Nominal insulation thickness | effective thermal conductivity | Actual U-value (effective) | Element area | Adjustment factor for soil | Heat transfer coefficient by transmission | Annual heat flow related to AC,Ref | Heat load | heat transfer coefficients related to |  |  | Nominal insulation thickness | effective thermal conductivity | Actual U-value (effective) | Element area | Adjustment factor for soil | Heat transfer coefficient by transmission | Annual heat flow related to AC,Ref | Heat load | heat transfer coefficients related to |  |  | Nominal insulation thickness | effective thermal conductivity | Actual U-value (effective) | Element area | Adjustment factor for soil | Heat transfer coefficient by transmission | Annual heat flow related to AC,Ref | Heat load | heat transfer coefficients related to |  |  | Nominal insulation thickness | effective thermal conductivity | Actual U-value (effective) | Element area | Adjustment factor for soil | Heat transfer coefficient by transmission | Annual heat flow related to AC,Ref | Heat load | heat transfer coefficients related to |  |  | Nominal insulation thickness | effective thermal conductivity | Actual U-value (effective) | Element area | Adjustment factor for soil | Heat transfer coefficient by transmission | Annual heat flow related to AC,Ref | Heat load | heat transfer coefficients related to |  |  | Nominal insulation thickness | effective thermal conductivity | Actual U-value (effective) | Element area | Adjustment factor for soil | Heat transfer coefficient by transmission | Annual heat flow related to AC,Ref | Heat load | heat transfer coefficients related to |  |  | Nominal insulation thickness | effective thermal conductivity | Actual U-value (effective) | Element area | Adjustment factor for soil | Heat transfer coefficient by transmission | Annual heat flow related to AC,Ref | Heat load | heat transfer coefficients related to |  |  | Nominal insulation thickness | effective thermal conductivity | Actual U-value (effective) | Element area | Adjustment factor for soil | Heat transfer coefficient by transmission | Annual heat flow related to AC,Ref | Heat load | heat transfer coefficients related to |  |  | Nominal insulation thickness | effective thermal conductivity | Actual U-value (effective) | Element area | Adjustment factor for soil | Heat transfer coefficient by transmission | Annual heat flow related to AC,Ref | Heat load | heat transfer coefficients related to |  |  | Nominal insulation thickness | effective thermal conductivity | Actual U-value (effective) | Element area | Adjustment factor for soil | Heat transfer coefficient by transmission | Annual heat flow related to AC,Ref | Heat load | heat transfer coefficients related to |  |  | Nominal insulation thickness | effective thermal conductivity | Actual U-value (effective) | Element area | Adjustment factor for soil | Heat transfer coefficient by transmission | Annual heat flow related to AC,Ref | Heat load | heat transfer coefficients related to
|  | Uoriginal,i | Aenv,i | btr,i |  |  | Htr,i |  |  | AC,Ref |  |  | dinsulation,i | λinsulation,i | Uactual,i | Aenv,i | btr,i | Htr,i |  |  | AC,Ref |  |  | dinsulation,i | λinsulation,i | Uactual,i | Aenv,i | btr,i | Htr,i |  |  | AC,Ref |  |  | dinsulation,i | λinsulation,i | Uactual,i | Aenv,i | btr,i | Htr,i |  |  | AC,Ref |  |  | dinsulation,i | λinsulation,i | Uactual,i | Aenv,i | btr,i | Htr,i |  |  | AC,Ref |  |  | dinsulation,i | λinsulation,i | Uactual,i | Aenv,i | btr,i | Htr,i |  |  | AC,Ref |  |  | dinsulation,i | λinsulation,i | Uactual,i | Aenv,i | btr,i | Htr,i |  |  | AC,Ref |  |  | dinsulation,i | λinsulation,i | Uactual,i | Aenv,i | btr,i | Htr,i |  |  | AC,Ref |  |  | dinsulation,i | λinsulation,i | Uactual,i | Aenv,i | btr,i | Htr,i |  |  | AC,Ref |  |  | dinsulation,i | λinsulation,i | Uactual,i | Aenv,i | btr,i | Htr,i |  |  | AC,Ref |  |  | dinsulation,i | λinsulation,i | Uactual,i | Aenv,i | btr,i | Htr,i |  |  | AC,Ref |  |  | dinsulation,i | λinsulation,i | Uactual,i | Aenv,i | btr,i | Htr,i |  |  | AC,Ref |  |  | dinsulation,i | λinsulation,i | Uactual,i | Aenv,i | btr,i | Htr,i |  |  | AC,Ref |  |  | dinsulation,i | λinsulation,i | Uactual,i | Aenv,i | btr,i | Htr,i |  |  | AC,Ref |  |  | dinsulation,i | λinsulation,i | Uactual,i | Aenv,i | btr,i | Htr,i |  |  | AC,Ref |  |  | dinsulation,i | λinsulation,i | Uactual,i | Aenv,i | btr,i | Htr,i |  |  | AC,Ref |  |  | dinsulation,i | λinsulation,i | Uactual,i | Aenv,i | btr,i | Htr,i |  |  | AC,Ref |  |  | dinsulation,i | λinsulation,i | Uactual,i | Aenv,i | btr,i | Htr,i |  |  | AC,Ref |  |  | dinsulation,i | λinsulation,i | Uactual,i | Aenv,i | btr,i | Htr,i |  |  | AC,Ref
|  | W/(m²K) | m2 |  |  |  | W/K | kWh/(m²a) | kW | W/(m²K) |  |  | cm | W/(m*K) | W/(m²K) | m2 |  | W/K | kWh/(m²a) | kW | W/(m²K) |  |  | cm | W/(m*K) | W/(m²K) | m2 |  | W/K | kWh/(m²a) | kW | W/(m²K) |  |  | cm | W/(m*K) | W/(m²K) | m2 |  | W/K | kWh/(m²a) | kW | W/(m²K) |  |  | cm | W/(m*K) | W/(m²K) | m2 |  | W/K | kWh/(m²a) | kW | W/(m²K) |  |  | cm | W/(m*K) | W/(m²K) | m2 |  | W/K | kWh/(m²a) | kW | W/(m²K) |  |  | cm | W/(m*K) | W/(m²K) | m2 |  | W/K | kWh/(m²a) | kW | W/(m²K) |  |  | cm | W/(m*K) | W/(m²K) | m2 |  | W/K | kWh/(m²a) | kW | W/(m²K) |  |  | cm | W/(m*K) | W/(m²K) | m2 |  | W/K | kWh/(m²a) | kW | W/(m²K) |  |  | cm | W/(m*K) | W/(m²K) | m2 |  | W/K | kWh/(m²a) | kW | W/(m²K) |  |  | cm | W/(m*K) | W/(m²K) | m2 |  | W/K | kWh/(m²a) | kW | W/(m²K) |  |  | cm | W/(m*K) | W/(m²K) | m2 |  | W/K | kWh/(m²a) | kW | W/(m²K) |  |  | cm | W/(m*K) | W/(m²K) | m2 |  | W/K | kWh/(m²a) | kW | W/(m²K) |  |  | cm | W/(m*K) | W/(m²K) | m2 |  | W/K | kWh/(m²a) | kW | W/(m²K) |  |  | cm | W/(m*K) | W/(m²K) | m2 |  | W/K | kWh/(m²a) | kW | W/(m²K) |  |  | cm | W/(m*K) | W/(m²K) | m2 |  | W/K | kWh/(m²a) | kW | W/(m²K) |  |  | cm | W/(m*K) | W/(m²K) | m2 |  | W/K | kWh/(m²a) | kW | W/(m²K) |  |  | cm | W/(m*K) | W/(m²K) | m2 |  | W/K | kWh/(m²a) | kW | W/(m²K) |  |  | cm | W/(m*K) | W/(m²K) | m2 |  | W/K | kWh/(m²a) | kW | W/(m²K)
| Roof 1 | 0.641 | 73.4 | 1 |  |  | 47.0494 | 20.7733 |  |  |  | Roof 1 | 16.4148 | 0.035 | 0.16 | 73.4 | 1 | 11.744 | 5.7927 |  |  |  | Roof 1 | 0 | 0.035 | 0.641 | 73.4 | 1 | 47.0494 | 21.088 |  |  |  | Roof 1 | 0 | 0.035 | 0.641 | 73.4 | 1 | 47.0494 | 21.3243 |  |  |  | Roof 1 | 16.4148 | 0.035 | 0.16 | 73.4 | 1 | 11.744 | 5.3092 |  |  |  | Roof 1 | 16.4148 | 0.035 | 0.16 | 73.4 | 1 | 11.744 | 5.2664 |  |  |  | Roof 1 | 0 | 0.035 | 0.641 | 73.4 | 1 | 47.0494 | 21.3243 |  |  |  | Roof 1 | 16.4148 | 0.035 | 0.16 | 73.4 | 1 | 11.744 | 5.3253 |  |  |  | Roof 1 | 0 | 0.035 | 0.641 | 73.4 | 1 | 47.0494 | 21.0164 |  |  |  | Roof 1 | 0 | 0.035 | 0.641 | 73.4 | 1 | 47.0494 | 20.8448 |  |  |  | Roof 1 | 16.4148 | 0.035 | 0.16 | 73.4 | 1 | 11.744 | 5.2485 |  |  |  | Roof 1 | 7.0398 | 0.035 | 0.28 | 73.4 | 1 | 20.552 | 9.4192 |  |  |  | Roof 1 | 0 | 0.035 | 0.641 | 73.4 | 1 | 47.0494 | 20.8773 |  |  |  | Roof 1 | 0 | 0.035 | 0.641 | 73.4 | 1 | 47.0494 | 21.1155 |  |  |  | Roof 1 | 7.0398 | 0.035 | 0.28 | 73.4 | 1 | 20.552 | 9.1723 |  |  |  | Roof 1 | 7.0398 | 0.035 | 0.28 | 73.4 | 1 | 20.552 | 9.1877 |  |  |  | Roof 1 | 0 | 0.035 | 0.641 | 73.4 | 1 | 47.0494 | 21.1507 |  |  |  | Roof 1 | 7.0398 | 0.035 | 0.28 | 73.4 | 1 | 20.552 | 9.2917 |  |  |  | Roof 1 | 0 | 0.035 | 0.641 | 73.4 | 1 | 47.0494 | 21.0811
| Roof 2 | 0.641 | 16.86 | 1 |  |  | 10.8073 | 4.7716 |  |  |  | Roof 2 | 16.4148 | 0.035 | 0.16 | 16.86 | 1 | 2.6976 | 1.3306 |  |  |  | Roof 2 | 0 | 0.035 | 0.641 | 16.86 | 1 | 10.8073 | 4.8439 |  |  |  | Roof 2 | 0 | 0.035 | 0.641 | 16.86 | 1 | 10.8073 | 4.8982 |  |  |  | Roof 2 | 16.4148 | 0.035 | 0.16 | 16.86 | 1 | 2.6976 | 1.2195 |  |  |  | Roof 2 | 16.4148 | 0.035 | 0.16 | 16.86 | 1 | 2.6976 | 1.2097 |  |  |  | Roof 2 | 0 | 0.035 | 0.641 | 16.86 | 1 | 10.8073 | 4.8982 |  |  |  | Roof 2 | 16.4148 | 0.035 | 0.16 | 16.86 | 1 | 2.6976 | 1.2232 |  |  |  | Roof 2 |  | 0.035 | 0.641 | 16.86 | 1 | 10.8073 | 4.8275 |  |  |  | Roof 2 |  | 0.035 | 0.641 | 16.86 | 1 | 10.8073 | 4.788 |  |  |  | Roof 2 |  | 0.035 | 0.16 | 16.86 | 1 | 2.6976 | 1.2056 |  |  |  | Roof 2 | 7.0398 | 0.035 | 0.28 | 16.86 | 1 | 4.7208 | 2.1636 |  |  |  | Roof 2 | 0 | 0.035 | 0.641 | 16.86 | 1 | 10.8073 | 4.7955 |  |  |  | Roof 2 |  | 0.035 | 0.641 | 16.86 | 1 | 10.8073 | 4.8502 |  |  |  | Roof 2 |  | 0.035 | 0.28 | 16.86 | 1 | 4.7208 | 2.1069 |  |  |  | Roof 2 |  | 0.035 | 0.28 | 16.86 | 1 | 4.7208 | 2.1104 |  |  |  | Roof 2 |  | 0.035 | 0.641 | 16.86 | 1 | 10.8073 | 4.8583 |  |  |  | Roof 2 |  | 0.035 | 0.28 | 16.86 | 1 | 4.7208 | 2.1343 |  |  |  | Roof 2 |  | 0.035 | 0.641 | 16.86 | 1 | 10.8073 | 4.8423
| Wall 1 | 0.641 | 96.6 | 1 |  |  | 61.9206 | 27.3392 |  |  |  | Wall 1 | 11.2064 | 0.035 | 0.21 | 96.6 | 1 | 20.286 | 10.006 |  |  |  | Wall 1 | 11.2064 | 0.035 | 0.21 | 96.6 | 1 | 20.286 | 9.0924 |  |  |  | Wall 1 | 11.2064 | 0.035 | 0.21 | 96.6 | 1 | 20.286 | 9.1943 |  |  |  | Wall 1 | 11.2064 | 0.035 | 0.21 | 96.6 | 1 | 20.286 | 9.1709 |  |  |  | Wall 1 | 0 | 0.035 | 0.641 | 96.6 | 1 | 61.9206 | 27.767 |  |  |  | Wall 1 | 11.2064 | 0.035 | 0.21 | 96.6 | 1 | 20.286 | 9.1943 |  |  |  | Wall 1 | 0 | 0.035 | 0.641 | 96.6 | 1 | 61.9206 | 28.0781 |  |  |  | Wall 1 | 11.2064 | 0.035 | 0.21 | 96.6 | 1 | 20.286 | 9.0615 |  |  |  | Wall 1 | 0 | 0.035 | 0.641 | 96.6 | 1 | 61.9206 | 27.4333 |  |  |  | Wall 1 | 0 | 0.035 | 0.641 | 96.6 | 1 | 61.9206 | 27.6729 |  |  |  | Wall 1 | 0.57426 | 0.035 | 0.58 | 96.6 | 1 | 56.028 | 25.6781 |  |  |  | Wall 1 | 0 | 0.035 | 0.58 | 96.6 | 1 | 56.028 | 24.8613 |  |  |  | Wall 1 | 0 | 0.035 | 0.58 | 96.6 | 1 | 56.028 | 25.145 |  |  |  | Wall 1 | 0 | 0.035 | 0.58 | 96.6 | 1 | 56.028 | 25.0051 |  |  |  | Wall 1 | 0 | 0.035 | 0.641 | 96.6 | 1 | 61.9206 | 27.6812 |  |  |  | Wall 1 | 0 | 0.035 | 0.641 | 96.6 | 1 | 61.9206 | 27.8359 |  |  |  | Wall 1 | 0 | 0.035 | 0.641 | 96.6 | 1 | 61.9206 | 27.9948 |  |  |  | Wall 1 | 0 | 0.035 | 0.641 | 96.6 | 1 | 61.9206 | 27.7443
| Wall 2 | [6 empty] | 0 |  |  |  | Wall 2 |  |  |  | 0 |  |  | 0 |  |  |  | Wall 2 |  |  |  | 0 |  |  | 0 |  |  |  | Wall 2 |  |  |  | 0 |  |  | 0 |  |  |  | Wall 2 |  |  |  | 0 |  |  | 0 |  |  |  | Wall 2 |  |  |  | 0 |  |  | 0 |  |  |  | Wall 2 |  |  |  | 0 |  |  | 0 |  |  |  | Wall 2 |  |  |  | 0 |  |  | 0 |  |  |  | Wall 2 |  |  |  | 0 |  |  | 0 |  |  |  | Wall 2 |  |  |  | 0 |  |  | 0 |  |  |  | Wall 2 |  |  |  | 0 |  |  | 0 |  |  |  | Wall 2 |  |  |  | 0 |  |  | 0 |  |  |  | Wall 2 |  |  |  | 0 |  |  | 0 |  |  |  | Wall 2 |  |  |  | 0 |  |  | 0 |  |  |  | Wall 2 |  |  |  | 0 |  |  | 0 |  |  |  | Wall 2 |  |  |  | 0 |  |  | 0 |  |  |  | Wall 2 |  |  |  | 0 |  |  | 0 |  |  |  | Wall 2 |  |  |  | 0 |  |  | 0 |  |  |  | Wall 2 |  |  |  | 0 |  |  | 0
| Wall 3 | [6 empty] | 0 |  |  |  | Wall 3 |  |  |  | 0 |  |  | 0 |  |  |  | Wall 3 |  |  |  | 0 |  |  | 0 |  |  |  | Wall 3 |  |  |  | 0 |  |  | 0 |  |  |  | Wall 3 |  |  |  | 0 |  |  | 0 |  |  |  | Wall 3 |  |  |  | 0 |  |  | 0 |  |  |  | Wall 3 |  |  |  | 0 |  |  | 0 |  |  |  | Wall 3 |  |  |  | 0 |  |  | 0 |  |  |  | Wall 3 |  |  |  | 0 |  |  | 0 |  |  |  | Wall 3 |  |  |  | 0 |  |  | 0 |  |  |  | Wall 3 |  |  |  | 0 |  |  | 0 |  |  |  | Wall 3 |  |  |  | 0 |  |  | 0 |  |  |  | Wall 3 |  |  |  | 0 |  |  | 0 |  |  |  | Wall 3 |  |  |  | 0 |  |  | 0 |  |  |  | Wall 3 |  |  |  | 0 |  |  | 0 |  |  |  | Wall 3 |  |  |  | 0 |  |  | 0 |  |  |  | Wall 3 |  |  |  | 0 |  |  | 0 |  |  |  | Wall 3 |  |  |  | 0 |  |  | 0 |  |  |  | Wall 3 |  |  |  | 0 |  |  | 0
| Floor 1 | 0.641 | 66 | 0.5 |  |  | 21.153 | 9.3395 |  |  |  | Floor 1 | 7.5027 | 0.035 | 0.27 | 66 | 0.5 | 8.91 | 4.3948 |  |  |  | Floor 1 | 7.5027 | 0.035 | 0.27 | 66 | 0.5 | 8.91 | 3.9935 |  |  |  | Floor 1 | 0 | 0.035 | 0.641 | 66 | 0.5 | 21.153 | 9.5872 |  |  |  | Floor 1 | 0 | 0.035 | 0.641 | 66 | 0.5 | 21.153 | 9.5628 |  |  |  | Floor 1 | 7.5027 | 0.035 | 0.27 | 66 | 0.5 | 8.91 | 3.9955 |  |  |  | Floor 1 | 0 | 0.035 | 0.641 | 66 | 0.5 | 21.153 | 9.5872 |  |  |  | Floor 1 | 0 | 0.035 | 0.641 | 66 | 0.5 | 21.153 | 9.5919 |  |  |  | Floor 1 | 0 | 0.035 | 0.641 | 66 | 0.5 | 21.153 | 9.4488 |  |  |  | Floor 1 | 7.5027 | 0.035 | 0.27 | 66 | 0.5 | 8.91 | 3.9475 |  |  |  | Floor 1 | 0 | 0.035 | 0.641 | 66 | 0.5 | 21.153 | 9.4535 |  |  |  | Floor 1 | 7.0398 | 0.035 | 0.28 | 66 | 0.5 | 9.24 | 4.2348 |  |  |  | Floor 1 | 7.0398 | 0.035 | 0.28 | 66 | 0.5 | 9.24 | 4.1001 |  |  |  | Floor 1 | 0 | 0.035 | 0.641 | 66 | 0.5 | 21.153 | 9.4933 |  |  |  | Floor 1 | 0 | 0.035 | 0.641 | 66 | 0.5 | 21.153 | 9.4405 |  |  |  | Floor 1 | 7.0398 | 0.035 | 0.28 | 66 | 0.5 | 9.24 | 4.1307 |  |  |  | Floor 1 | 7.0398 | 0.035 | 0.28 | 66 | 0.5 | 9.24 | 4.1538 |  |  |  | Floor 1 | 0 | 0.035 | 0.641 | 66 | 0.5 | 21.153 | 9.5634 |  |  |  | Floor 1 | 0 | 0.035 | 0.641 | 66 | 0.5 | 21.153 | 9.4779
| Floor 2 | [6 empty] | 0 |  |  |  | Floor 2 |  |  |  | 0 |  |  | 0 |  |  |  | Floor 2 |  |  |  | 0 |  |  | 0 |  |  |  | Floor 2 |  |  |  | 0 |  |  | 0 |  |  |  | Floor 2 |  |  |  | 0 |  |  | 0 |  |  |  | Floor 2 |  |  |  | 0 |  |  | 0 |  |  |  | Floor 2 |  |  |  | 0 |  |  | 0 |  |  |  | Floor 2 |  |  |  | 0 |  |  | 0 |  |  |  | Floor 2 |  |  |  | 0 |  |  | 0 |  |  |  | Floor 2 |  |  |  | 0 |  |  | 0 |  |  |  | Floor 2 |  |  |  | 0 |  |  | 0 |  |  |  | Floor 2 |  |  |  | 0 |  |  | 0 |  |  |  | Floor 2 |  |  |  | 0 |  |  | 0 |  |  |  | Floor 2 |  |  |  | 0 |  |  | 0 |  |  |  | Floor 2 |  |  |  | 0 |  |  | 0 |  |  |  | Floor 2 |  |  |  | 0 |  |  | 0 |  |  |  | Floor 2 |  |  |  | 0 |  |  | 0 |  |  |  | Floor 2 |  |  |  | 0 |  |  | 0 |  |  |  | Floor 2 |  |  |  | 0 |  |  | 0
| Window 1 | 5.2 | 3.4 | 1 |  |  | 17.68 | 7.8061 |  |  |  | Window 1 | Replace |  | 1.2 | 3.4 | 1 | 4.08 | 2.0124 |  |  |  | Window 1 | Replace |  | 5.2 | 3.4 | 1 | 17.68 | 7.9243 |  |  |  | Window 1 | Replace |  | 1.2 | 3.4 | 1 | 4.08 | 1.8492 |  |  |  | Window 1 | Replace |  | 5.2 | 3.4 | 1 | 17.68 | 7.9928 |  |  |  | Window 1 | Replace |  | 5.2 | 3.4 | 1 | 17.68 | 7.9282 |  |  |  | Window 1 | Replace |  | 1.2 | 3.4 | 1 | 4.08 | 1.8492 |  |  |  | Window 1 | Replace |  | 1.2 | 3.4 | 1 | 4.08 | 1.8501 |  |  |  | Window 1 | Replace |  | 5.2 | 3.4 | 1 | 17.68 | 7.8975 |  |  |  | Window 1 | Replace |  | 5.2 | 3.4 | 1 | 17.68 | 7.8329 |  |  |  | Window 1 | Replace |  | 5.2 | 3.4 | 1 | 17.68 | 7.9014 |  |  |  | Window 1 | Replace |  | 1.2 | 3.4 | 1 | 4.08 | 1.8699 |  |  |  | Window 1 | Replace |  | 5.2 | 3.4 | 1 | 17.68 | 7.8452 |  |  |  | Window 1 | Replace |  | 1.2 | 3.4 | 1 | 4.08 | 1.8311 |  |  |  | Window 1 | Replace |  | 5.2 | 3.4 | 1 | 17.68 | 7.8905 |  |  |  | Window 1 | Replace |  | 5.2 | 3.4 | 1 | 17.68 | 7.9037 |  |  |  | Window 1 | Replace |  | 1.2 | 3.4 | 1 | 4.08 | 1.8341 |  |  |  | Window 1 | Replace |  | 1.2 | 3.4 | 1 | 4.08 | 1.8446 |  |  |  | Window 1 | Replace |  | 1.2 | 3.4 | 1 | 4.08 | 1.8281
| Window 2 | 2.9 | 23 | 1 |  |  | 66.7 | 29.4494 |  |  |  | Window 2 | Replace |  | 1.2 | 23 | 1 | 27.6 | 13.6136 |  |  |  | Window 2 | Replace |  | 2.9 | 23 | 1 | 66.7 | 29.8955 |  |  |  | Window 2 | Replace |  | 1.2 | 23 | 1 | 27.6 | 12.5092 |  |  |  | Window 2 | Replace |  | 2.9 | 23 | 1 | 66.7 | 30.1537 |  |  |  | Window 2 | Replace |  | 2.9 | 23 | 1 | 66.7 | 29.9103 |  |  |  | Window 2 | Replace |  | 1.2 | 23 | 1 | 27.6 | 12.5092 |  |  |  | Window 2 | Replace |  | 1.2 | 23 | 1 | 27.6 | 12.5153 |  |  |  | Window 2 | Replace |  | 2.9 | 23 | 1 | 66.7 | 29.7942 |  |  |  | Window 2 | Replace |  | 2.9 | 23 | 1 | 66.7 | 29.5508 |  |  |  | Window 2 | Replace |  | 2.9 | 23 | 1 | 66.7 | 29.8089 |  |  |  | Window 2 | Replace |  | 1.2 | 23 | 1 | 27.6 | 12.6493 |  |  |  | Window 2 | Replace |  | 2.9 | 23 | 1 | 66.7 | 29.5968 |  |  |  | Window 2 | Replace |  | 1.2 | 23 | 1 | 27.6 | 12.3867 |  |  |  | Window 2 | Replace |  | 2.9 | 23 | 1 | 66.7 | 29.768 |  |  |  | Window 2 | Replace |  | 2.9 | 23 | 1 | 66.7 | 29.8179 |  |  |  | Window 2 | Replace |  | 1.2 | 23 | 1 | 27.6 | 12.4073 |  |  |  | Window 2 | Replace |  | 1.2 | 23 | 1 | 27.6 | 12.4782 |  |  |  | Window 2 | Replace |  | 1.2 | 23 | 1 | 27.6 | 12.3665
| Door 1 | 3.5 | 1.9 | 1 |  |  | 6.65 | 2.9361 |  |  |  | Door 1 | Replace |  | 3.5 | 1.9 | 1 | 6.65 | 3.2801 |  |  |  | Door 1 | Replace |  | 3.5 | 1.9 | 1 | 6.65 | 2.9806 |  |  |  | Door 1 | Replace |  | 3.5 | 1.9 | 1 | 6.65 | 3.014 |  |  |  | Door 1 | Replace |  | 3.5 | 1.9 | 1 | 6.65 | 3.0063 |  |  |  | Door 1 | Replace |  | 3.5 | 1.9 | 1 | 6.65 | 2.9821 |  |  |  | Door 1 | Replace |  | 3.5 | 1.9 | 1 | 6.65 | 3.014 |  |  |  | Door 1 | Replace |  | 3.5 | 1.9 | 1 | 6.65 | 3.0155 |  |  |  | Door 1 | Replace |  | 3.5 | 1.9 | 1 | 6.65 | 2.9705 |  |  |  | Door 1 | Replace |  | 3.5 | 1.9 | 1 | 6.65 | 2.9462 |  |  |  | Door 1 | Replace |  | 3.5 | 1.9 | 1 | 6.65 | 2.972 |  |  |  | Door 1 | Replace |  | 3.5 | 1.9 | 1 | 6.65 | 3.0478 |  |  |  | Door 1 | Replace |  | 3.5 | 1.9 | 1 | 6.65 | 2.9508 |  |  |  | Door 1 | Replace |  | 3.5 | 1.9 | 1 | 6.65 | 2.9845 |  |  |  | Door 1 | Replace |  | 3.5 | 1.9 | 1 | 6.65 | 2.9679 |  |  |  | Door 1 | Replace |  | 3.5 | 1.9 | 1 | 6.65 | 2.9728 |  |  |  | Door 1 | Replace |  | 3.5 | 1.9 | 1 | 6.65 | 2.9895 |  |  |  | Door 1 | Replace |  | 3.5 | 1.9 | 1 | 6.65 | 3.0065 |  |  |  | Door 1 | Replace |  | 3.5 | 1.9 | 1 | 6.65 | 2.9796
|  | DUtb | S Aenv,i |  |  |  | Htr,tb | [7 empty] | DUtb | S Aenv,i |  | Htr,tb | [7 empty] | DUtb | S Aenv,i |  | Htr,tb | [6 empty] | DUtb |  | S Aenv,i |  | Htr,tb | [7 empty] | DUtb | S Aenv,i |  | Htr,tb | [7 empty] | DUtb | S Aenv,i |  | Htr,tb | [7 empty] | DUtb | S Aenv,i |  | Htr,tb | [7 empty] | DUtb | S Aenv,i |  | Htr,tb | [7 empty] | DUtb | S Aenv,i |  | Htr,tb | [7 empty] | DUtb | S Aenv,i |  | Htr,tb | [7 empty] | DUtb | S Aenv,i |  | Htr,tb | [7 empty] | DUtb | S Aenv,i |  | Htr,tb | [7 empty] | DUtb | S Aenv,i |  | Htr,tb | [7 empty] | DUtb | S Aenv,i |  | Htr,tb | [7 empty] | DUtb | S Aenv,i |  | Htr,tb | [7 empty] | DUtb | S Aenv,i |  | Htr,tb | [7 empty] | DUtb | S Aenv,i |  | Htr,tb | [7 empty] | DUtb | S Aenv,i |  | Htr,tb | [7 empty] | DUtb | S Aenv,i |  | Htr,tb
|  | 0 | 281.16 | 1 |  |  | 0 | [7 empty] | 0 | 281.16 | 1 | 0 | [7 empty] | 0 | 281.16 | 1 | 0 | [6 empty] | 0 |  | 281.16 | 1 | 0 | 0 | [6 empty] | 0 | 281.16 | 1 | 0 | [7 empty] | 0 | 281.16 | 1 | 0 | [7 empty] | 0 | 281.16 | 1 | 0 | [7 empty] | 0 | 281.16 | 1 | 0 | [7 empty] | 0 | 281.16 | 1 | 0 | [7 empty] | 0 | 281.16 | 1 | 0 | [7 empty] | 0 | 281.16 | 1 | 0 | [7 empty] | 0 | 281.16 | 1 | 0 | [7 empty] | 0 | 281.16 | 1 | 0 | [7 empty] | 0 | 281.16 | 1 | 0 | [7 empty] | 0 | 281.16 | 1 | 0 | [7 empty] | 0 | 281.16 | 1 | 0 | [7 empty] | 0 | 281.16 | 1 | 0 | [7 empty] | 0 | 281.16 | 1 | 0 | [7 empty] | 0 | 281.16 | 1 | 0
| Heat transfer coefficient by transmission Htr | [5 empty] | 231.9603 | 102.4151 | 6.9588 | 1.7144 |  | Heat transfer coefficient by transmission Htr | [5 empty] | 81.9676 | 40.4302 | 2.459 | 0.60582 |  | Heat transfer coefficient by transmission Htr | [5 empty] | 178.0827 | 79.8182 | 5.3425 | 1.3162 |  | Heat transfer coefficient by transmission Htr | [5 empty] | 137.6257 | 62.3763 | 4.1288 | 1.0172 |  | Heat transfer coefficient by transmission Htr | [5 empty] | 146.9106 | 66.4152 | 4.4073 | 1.0858 |  | Heat transfer coefficient by transmission Htr | [5 empty] | 176.3022 | 79.0592 | 5.2891 | 1.303 |  | Heat transfer coefficient by transmission Htr | [5 empty] | 137.6257 | 62.3763 | 4.1288 | 1.0172 |  | Heat transfer coefficient by transmission Htr | [5 empty] | 135.8452 | 61.5993 | 4.0754 | 1.004 |  | Heat transfer coefficient by transmission Htr | [5 empty] | 190.3257 | 85.0164 | 5.7098 | 1.4067 |  | Heat transfer coefficient by transmission Htr | [5 empty] | 219.7173 | 97.3435 | 6.5915 | 1.6239 |  | Heat transfer coefficient by transmission Htr | [5 empty] | 188.5452 | 84.2627 | 5.6564 | 1.3935 |  | Heat transfer coefficient by transmission Htr | [5 empty] | 128.8708 | 59.0627 | 3.8661 | 0.95248 |  | Heat transfer coefficient by transmission Htr | [5 empty] | 214.1547 | 95.027 | 6.4246 | 1.5828 |  | Heat transfer coefficient by transmission Htr | [5 empty] | 173.3677 | 77.8064 | 5.201 | 1.2814 |  | Heat transfer coefficient by transmission Htr | [5 empty] | 193.4838 | 86.3512 | 5.8045 | 1.43 |  | Heat transfer coefficient by transmission Htr | [5 empty] | 187.4634 | 83.8044 | 5.6239 | 1.3855 |  | Heat transfer coefficient by transmission Htr | [5 empty] | 167.3473 | 75.2296 | 5.0204 | 1.2369 |  | Heat transfer coefficient by transmission Htr | [5 empty] | 146.6764 | 66.3135 | 4.4003 | 1.0841 |  | Heat transfer coefficient by transmission Htr | [5 empty] | 179.2603 | 80.3198 | 5.3778 | 1.3249
| Heat transfer coefficient by ventilation Hve | [5 empty] | 92.004 | 40.6216 |  |  |  | Heat transfer coefficient by ventilation Hve | [5 empty] | 57.5025 | 28.3629 |  |  |  | Heat transfer coefficient by ventilation Hve | [5 empty] | 69.003 | 30.9278 |  |  |  | Heat transfer coefficient by ventilation Hve | [5 empty] | 69.003 | 31.2743 |  |  |  | Heat transfer coefficient by ventilation Hve | [5 empty] | 69.003 | 31.1948 |  |  |  | Heat transfer coefficient by ventilation Hve | [5 empty] | 69.003 | 30.943 |  |  |  | Heat transfer coefficient by ventilation Hve | [5 empty] | 69.003 | 31.2743 |  |  |  | Heat transfer coefficient by ventilation Hve | [5 empty] | 69.003 | 31.2896 |  |  |  | Heat transfer coefficient by ventilation Hve | [5 empty] | 80.5035 | 35.96 |  |  |  | Heat transfer coefficient by ventilation Hve | [5 empty] | 80.5035 | 35.6663 |  |  |  | Heat transfer coefficient by ventilation Hve | [5 empty] | 80.5035 | 35.9778 |  |  |  | Heat transfer coefficient by ventilation Hve | [5 empty] | 69.003 | 31.6247 |  |  |  | Heat transfer coefficient by ventilation Hve | [5 empty] | 80.5035 | 35.7219 |  |  |  | Heat transfer coefficient by ventilation Hve | [5 empty] | 80.5035 | 36.1295 |  |  |  | Heat transfer coefficient by ventilation Hve | [5 empty] | 80.5035 | 35.9285 |  |  |  | Heat transfer coefficient by ventilation Hve | [5 empty] | 80.5035 | 35.9886 |  |  |  | Heat transfer coefficient by ventilation Hve | [5 empty] | 80.5035 | 36.1897 |  |  |  | Heat transfer coefficient by ventilation Hve | [5 empty] | 80.5035 | 36.3963 |  |  |  | Heat transfer coefficient by ventilation Hve | [5 empty] | 80.5035 | 36.0706
| Volume-specific heat air capacity | air change rate by use | air change rate by infiltration | room height (standard value) | [7 empty] | Volume-specific heat air capacity | air change rate by use | air change rate by infiltration | room height (standard value) | [7 empty] | Volume-specific heat air capacity | air change rate by use | air change rate by infiltration | room height (standard value) | [7 empty] | Volume-specific heat air capacity | air change rate by use | air change rate by infiltration | room height (standard value) | [7 empty] | Volume-specific heat air capacity | air change rate by use | air change rate by infiltration | room height (standard value) | [7 empty] | Volume-specific heat air capacity | air change rate by use | air change rate by infiltration | room height (standard value) | [7 empty] | Volume-specific heat air capacity | air change rate by use | air change rate by infiltration | room height (standard value) | [7 empty] | Volume-specific heat air capacity | air change rate by use | air change rate by infiltration | room height (standard value) | [7 empty] | Volume-specific heat air capacity | air change rate by use | air change rate by infiltration | room height (standard value) | [7 empty] | Volume-specific heat air capacity | air change rate by use | air change rate by infiltration | room height (standard value) | [7 empty] | Volume-specific heat air capacity | air change rate by use | air change rate by infiltration | room height (standard value) | [7 empty] | Volume-specific heat air capacity | air change rate by use | air change rate by infiltration | room height (standard value) | [7 empty] | Volume-specific heat air capacity | air change rate by use | air change rate by infiltration | room height (standard value) | [7 empty] | Volume-specific heat air capacity | air change rate by use | air change rate by infiltration | room height (standard value) | [7 empty] | Volume-specific heat air capacity | air change rate by use | air change rate by infiltration | room height (standard value) | [7 empty] | Volume-specific heat air capacity | air change rate by use | air change rate by infiltration | room height (standard value) | [7 empty] | Volume-specific heat air capacity | air change rate by use | air change rate by infiltration | room height (standard value) | [7 empty] | Volume-specific heat air capacity | air change rate by use | air change rate by infiltration | room height (standard value) | [7 empty] | Volume-specific heat air capacity | air change rate by use | air change rate by infiltration | room height (standard value)
| cp,air | nair,use | nair,infiltration | hroom | [7 empty] | cp,air | nair,use | nair,infiltration | hroom | [7 empty] | cp,air | nair,use | nair,infiltration | hroom | [7 empty] | cp,air | nair,use | nair,infiltration | hroom | [7 empty] | cp,air | nair,use | nair,infiltration | hroom | [7 empty] | cp,air | nair,use | nair,infiltration | hroom | [7 empty] | cp,air | nair,use | nair,infiltration | hroom | [7 empty] | cp,air | nair,use | nair,infiltration | hroom | [7 empty] | cp,air | nair,use | nair,infiltration | hroom | [7 empty] | cp,air | nair,use | nair,infiltration | hroom | [7 empty] | cp,air | nair,use | nair,infiltration | hroom | [7 empty] | cp,air | nair,use | nair,infiltration | hroom | [7 empty] | cp,air | nair,use | nair,infiltration | hroom | [7 empty] | cp,air | nair,use | nair,infiltration | hroom | [7 empty] | cp,air | nair,use | nair,infiltration | hroom | [7 empty] | cp,air | nair,use | nair,infiltration | hroom | [7 empty] | cp,air | nair,use | nair,infiltration | hroom | [7 empty] | cp,air | nair,use | nair,infiltration | hroom | [7 empty] | cp,air | nair,use | nair,infiltration | hroom
| Wh/(m³K) | 1/h | 1/h | m | [7 empty] | Wh/(m³K) | 1/h | 1/h | m | [7 empty] | Wh/(m³K) | 1/h | 1/h | m | [7 empty] | Wh/(m³K) | 1/h | 1/h | m | [7 empty] | Wh/(m³K) | 1/h | 1/h | m | [7 empty] | Wh/(m³K) | 1/h | 1/h | m | [7 empty] | Wh/(m³K) | 1/h | 1/h | m | [7 empty] | Wh/(m³K) | 1/h | 1/h | m | [7 empty] | Wh/(m³K) | 1/h | 1/h | m | [7 empty] | Wh/(m³K) | 1/h | 1/h | m | [7 empty] | Wh/(m³K) | 1/h | 1/h | m | [7 empty] | Wh/(m³K) | 1/h | 1/h | m | [7 empty] | Wh/(m³K) | 1/h | 1/h | m | [7 empty] | Wh/(m³K) | 1/h | 1/h | m | [7 empty] | Wh/(m³K) | 1/h | 1/h | m | [7 empty] | Wh/(m³K) | 1/h | 1/h | m | [7 empty] | Wh/(m³K) | 1/h | 1/h | m | [7 empty] | Wh/(m³K) | 1/h | 1/h | m | [7 empty] | Wh/(m³K) | 1/h | 1/h | m
| 0.34 | 0.4 | 0.4 | 2.5 | [7 empty] | 0.34 | 0.4 | 0.1 | 2.5 | [7 empty] | 0.34 | 0.4 | 0.2 | 2.5 | [7 empty] | 0.34 | 0.4 | 0.2 | 2.5 | [7 empty] | 0.34 | 0.4 | 0.2 | 2.5 | [7 empty] | 0.34 | 0.4 | 0.2 | 2.5 | [7 empty] | 0.34 | 0.4 | 0.2 | 2.5 | [7 empty] | 0.34 | 0.4 | 0.2 | 2.5 | [7 empty] | 0.34 | 0.4 | 0.3 | 2.5 | [7 empty] | 0.34 | 0.4 | 0.3 | 2.5 | [7 empty] | 0.34 | 0.4 | 0.3 | 2.5 | [7 empty] | 0.34 | 0.4 | 0.2 | 2.5 | [7 empty] | 0.34 | 0.4 | 0.3 | 2.5 | [7 empty] | 0.34 | 0.4 | 0.3 | 2.5 | [7 empty] | 0.34 | 0.4 | 0.3 | 2.5 | [7 empty] | 0.34 | 0.4 | 0.3 | 2.5 | [7 empty] | 0.34 | 0.4 | 0.3 | 2.5 | [7 empty] | 0.34 | 0.4 | 0.3 | 2.5 | [7 empty] | 0.34 | 0.4 | 0.3 | 2.5
| Total heat transfer Qht | [5 empty] | 19352.8712 | 143.0367 |  |  |  | Total heat transfer Qht | [5 empty] | 9307.7101 | 68.7931 |  |  |  | Total heat transfer Qht | [5 empty] | 14983.9311 | 110.746 |  |  |  | Total heat transfer Qht | [5 empty] | 12670.9273 | 93.6506 |  |  |  | Total heat transfer Qht | [5 empty] | 13206.6266 | 97.61 |  |  |  | Total heat transfer Qht | [5 empty] | 14883.2955 | 110.0022 |  |  |  | Total heat transfer Qht | [5 empty] | 12670.9273 | 93.6506 |  |  |  | Total heat transfer Qht | [5 empty] | 12567.8718 | 92.8889 |  |  |  | Total heat transfer Qht | [5 empty] | 16368.1051 | 120.9764 |  |  |  | Total heat transfer Qht | [5 empty] | 17996.229 | 133.0098 |  |  |  | Total heat transfer Qht | [5 empty] | 16268.5457 | 120.2405 |  |  |  | Total heat transfer Qht | [5 empty] | 12270.0018 | 90.6874 |  |  |  | Total heat transfer Qht | [5 empty] | 17690.3197 | 130.7489 |  |  |  | Total heat transfer Qht | [5 empty] | 15415.528 | 113.9359 |  |  |  | Total heat transfer Qht | [5 empty] | 16544.4393 | 122.2797 |  |  |  | Total heat transfer Qht | [5 empty] | 16208.0018 | 119.7931 |  |  |  | Total heat transfer Qht | [5 empty] | 15075.022 | 111.4192 |  |  |  | Total heat transfer Qht | [5 empty] | 13896.6377 | 102.7098 |  |  |  | Total heat transfer Qht | [5 empty] | 15747.6266 | 116.3904
| temperature reduction factor | internal temperature | external temperature | heating degree days | accumulated differences between internal and external temperature | [6 empty] | temperature reduction factor | internal temperature | external temperature | heating degree days | accumulated differences between internal and external temperature | [6 empty] | temperature reduction factor | internal temperature | external temperature | heating degree days | accumulated differences between internal and external temperature | [6 empty] | temperature reduction factor | internal temperature | external temperature | heating degree days | accumulated differences between internal and external temperature | [6 empty] | temperature reduction factor | internal temperature | external temperature | heating degree days | accumulated differences between internal and external temperature | [6 empty] | temperature reduction factor | internal temperature | external temperature | heating degree days | accumulated differences between internal and external temperature | [6 empty] | temperature reduction factor | internal temperature | external temperature | heating degree days | accumulated differences between internal and external temperature | [6 empty] | temperature reduction factor | internal temperature | external temperature | heating degree days | accumulated differences between internal and external temperature | [6 empty] | temperature reduction factor | internal temperature | external temperature | heating degree days | accumulated differences between internal and external temperature | [6 empty] | temperature reduction factor | internal temperature | external temperature | heating degree days | accumulated differences between internal and external temperature | [6 empty] | temperature reduction factor | internal temperature | external temperature | heating degree days | accumulated differences between internal and external temperature | [6 empty] | temperature reduction factor | internal temperature | external temperature | heating degree days | accumulated differences between internal and external temperature | [6 empty] | temperature reduction factor | internal temperature | external temperature | heating degree days | accumulated differences between internal and external temperature | [6 empty] | temperature reduction factor | internal temperature | external temperature | heating degree days | accumulated differences between internal and external temperature | [6 empty] | temperature reduction factor | internal temperature | external temperature | heating degree days | accumulated differences between internal and external temperature | [6 empty] | temperature reduction factor | internal temperature | external temperature | heating degree days | accumulated differences between internal and external temperature | [6 empty] | temperature reduction factor | internal temperature | external temperature | heating degree days | accumulated differences between internal and external temperature | [6 empty] | temperature reduction factor | internal temperature | external temperature | heating degree days | accumulated differences between internal and external temperature | [6 empty] | temperature reduction factor | internal temperature | external temperature | heating degree days | accumulated differences between internal and external temperature
| Fred | Ji | Je | dhs |  | x 0,024 | [5 empty] | Fred | Ji | Je | dhs |  | x 0,024 | [5 empty] | Fred | Ji | Je | dhs |  | x 0,024 | [5 empty] | Fred | Ji | Je | dhs |  | x 0,024 | [5 empty] | Fred | Ji | Je | dhs |  | x 0,024 | [5 empty] | Fred | Ji | Je | dhs |  | x 0,024 | [5 empty] | Fred | Ji | Je | dhs |  | x 0,024 | [5 empty] | Fred | Ji | Je | dhs |  | x 0,024 | [5 empty] | Fred | Ji | Je | dhs |  | x 0,024 | [5 empty] | Fred | Ji | Je | dhs |  | x 0,024 | [5 empty] | Fred | Ji | Je | dhs |  | x 0,024 | [5 empty] | Fred | Ji | Je | dhs |  | x 0,024 | [5 empty] | Fred | Ji | Je | dhs |  | x 0,024 | [5 empty] | Fred | Ji | Je | dhs |  | x 0,024 | [5 empty] | Fred | Ji | Je | dhs |  | x 0,024 | [5 empty] | Fred | Ji | Je | dhs |  | x 0,024 | [5 empty] | Fred | Ji | Je | dhs |  | x 0,024 | [5 empty] | Fred | Ji | Je | dhs |  | x 0,024 | [5 empty] | Fred | Ji | Je | dhs |  | x 0,024
| W/(m²K) | °C | °C | d/a | Kd/a | kKh/a |  | Design temperature for heat pump |  |  |  | W/(m²K) | °C | °C | d/a | Kd/a | kKh/a |  | Design temperature for heat pump |  |  |  | W/(m²K) | °C | °C | d/a | Kd/a | kKh/a |  | Design temperature for heat pump |  |  |  | W/(m²K) | °C | °C | d/a | Kd/a | kKh/a |  | Design temperature for heat pump |  |  |  | W/(m²K) | °C | °C | d/a | Kd/a | kKh/a |  | Design temperature for heat pump |  |  |  | W/(m²K) | °C | °C | d/a | Kd/a | kKh/a |  | Design temperature for heat pump |  |  |  | W/(m²K) | °C | °C | d/a | Kd/a | kKh/a |  | Design temperature for heat pump |  |  |  | W/(m²K) | °C | °C | d/a | Kd/a | kKh/a |  | Design temperature for heat pump |  |  |  | W/(m²K) | °C | °C | d/a | Kd/a | kKh/a |  | Design temperature for heat pump |  |  |  | W/(m²K) | °C | °C | d/a | Kd/a | kKh/a |  | Design temperature for heat pump |  |  |  | W/(m²K) | °C | °C | d/a | Kd/a | kKh/a |  | Design temperature for heat pump |  |  |  | W/(m²K) | °C | °C | d/a | Kd/a | kKh/a |  | Design temperature for heat pump |  |  |  | W/(m²K) | °C | °C | d/a | Kd/a | kKh/a |  | Design temperature for heat pump |  |  |  | W/(m²K) | °C | °C | d/a | Kd/a | kKh/a |  | Design temperature for heat pump |  |  |  | W/(m²K) | °C | °C | d/a | Kd/a | kKh/a |  | Design temperature for heat pump |  |  |  | W/(m²K) | °C | °C | d/a | Kd/a | kKh/a |  | Design temperature for heat pump |  |  |  | W/(m²K) | °C | °C | d/a | Kd/a | kKh/a |  | Design temperature for heat pump |  |  |  | W/(m²K) | °C | °C | d/a | Kd/a | kKh/a |  | Design temperature for heat pump |  |  |  | W/(m²K) | °C | °C | d/a | Kd/a | kKh/a |  | Design temperature for heat pump
| 0.87619 | 20 | 6.6 | 212 | 2840.8 | 68.1792 |  | -10 |  |  |  | 0.97884 | 20 | 6.6 | 212 | 2840.8 | 68.1792 |  | -10 |  |  |  | 0.88946 | 20 | 6.6 | 212 | 2840.8 | 68.1792 |  | -10 |  |  |  | 0.89943 | 20 | 6.6 | 212 | 2840.8 | 68.1792 |  | -10 |  |  |  | 0.89714 | 20 | 6.6 | 212 | 2840.8 | 68.1792 |  | -10 |  |  |  | 0.8899 | 20 | 6.6 | 212 | 2840.8 | 68.1792 |  | -10 |  |  |  | 0.89943 | 20 | 6.6 | 212 | 2840.8 | 68.1792 |  | -10 |  |  |  | 0.89987 | 20 | 6.6 | 212 | 2840.8 | 68.1792 |  | -10 |  |  |  | 0.88644 | 20 | 6.6 | 212 | 2840.8 | 68.1792 |  | -10 |  |  |  | 0.8792 | 20 | 6.6 | 212 | 2840.8 | 68.1792 |  | -10 |  |  |  | 0.88688 | 20 | 6.6 | 212 | 2840.8 | 68.1792 |  | -10 |  |  |  | 0.9095 | 20 | 6.6 | 212 | 2840.8 | 68.1792 |  | -10 |  |  |  | 0.88057 | 20 | 6.6 | 212 | 2840.8 | 68.1792 |  | -10 |  |  |  | 0.89062 | 20 | 6.6 | 212 | 2840.8 | 68.1792 |  | -10 |  |  |  | 0.88567 | 20 | 6.6 | 212 | 2840.8 | 68.1792 |  | -10 |  |  |  | 0.88715 | 20 | 6.6 | 212 | 2840.8 | 68.1792 |  | -10 |  |  |  | 0.8921 | 20 | 6.6 | 212 | 2840.8 | 68.1792 |  | -10 |  |  |  | 0.8972 | 20 | 6.6 | 212 | 2840.8 | 68.1792 |  | -10 |  |  |  | 0.88917 | 20 | 6.6 | 212 | 2840.8 | 68.1792 |  | -10
| Solar heat load during heating season Qsol | [5 empty] | 1602.2604 | 11.8423 |  |  |  | Solar heat load during heating season Qsol | [5 empty] | 1335.217 | 9.8686 |  |  |  | Solar heat load during heating season Qsol | [5 empty] | 1335.217 | 9.8686 |  |  |  | Solar heat load during heating season Qsol | [5 empty] | 1335.217 | 9.8686 |  |  |  | Solar heat load during heating season Qsol | [5 empty] | 1335.217 | 9.8686 |  |  |  | Solar heat load during heating season Qsol | [5 empty] | 1335.217 | 9.8686 |  |  |  | Solar heat load during heating season Qsol | [5 empty] | 1335.217 | 9.8686 |  |  |  | Solar heat load during heating season Qsol | [5 empty] | 1335.217 | 9.8686 |  |  |  | Solar heat load during heating season Qsol | [5 empty] | 1335.217 | 9.8686 |  |  |  | Solar heat load during heating season Qsol | [5 empty] | 1335.217 | 9.8686 |  |  |  | Solar heat load during heating season Qsol | [5 empty] | 1335.217 | 9.8686 |  |  |  | Solar heat load during heating season Qsol | [5 empty] | 1335.217 | 9.8686 |  |  |  | Solar heat load during heating season Qsol | [5 empty] | 1335.217 | 9.8686 |  |  |  | Solar heat load during heating season Qsol | [5 empty] | 1335.217 | 9.8686 |  |  |  | Solar heat load during heating season Qsol | [5 empty] | 1335.217 | 9.8686 |  |  |  | Solar heat load during heating season Qsol | [5 empty] | 1335.217 | 9.8686 |  |  |  | Solar heat load during heating season Qsol | [5 empty] | 1335.217 | 9.8686 |  |  |  | Solar heat load during heating season Qsol | [5 empty] | 1335.217 | 9.8686 |  |  |  | Solar heat load during heating season Qsol | [5 empty] | 1335.217 | 9.8686
Window orientation | external shading Fsh | frame area fraction FF | non-perpen- dicular FW | solar energy transmittance ggl,n | window area Awindow,i | solar global radiation Isol,i |  |  |  |  | Window orientation | external shading Fsh | frame area fraction FF | non-perpen- dicular FW | solar energy transmittance ggl,n | window area Awindow,i | solar global radiation Isol,i |  |  |  |  | Window orientation | external shading Fsh | frame area fraction FF | non-perpen- dicular FW | solar energy transmittance ggl,n | window area Awindow,i | solar global radiation Isol,i |  |  |  |  | Window orientation | external shading Fsh | frame area fraction FF | non-perpen- dicular FW | solar energy transmittance ggl,n | window area Awindow,i | solar global radiation Isol,i |  |  |  |  | Window orientation | external shading Fsh | frame area fraction FF | non-perpen- dicular FW | solar energy transmittance ggl,n | window area Awindow,i | solar global radiation Isol,i |  |  |  |  | Window orientation | external shading Fsh | frame area fraction FF | non-perpen- dicular FW | solar energy transmittance ggl,n | window area Awindow,i | solar global radiation Isol,i |  |  |  |  | Window orientation | external shading Fsh | frame area fraction FF | non-perpen- dicular FW | solar energy transmittance ggl,n | window area Awindow,i | solar global radiation Isol,i |  |  |  |  | Window orientation | external shading Fsh | frame area fraction FF | non-perpen- dicular FW | solar energy transmittance ggl,n | window area Awindow,i | solar global radiation Isol,i |  |  |  |  | Window orientation | external shading Fsh | frame area fraction FF | non-perpen- dicular FW | solar energy transmittance ggl,n | window area Awindow,i | solar global radiation Isol,i |  |  |  |  | Window orientation | external shading Fsh | frame area fraction FF | non-perpen- dicular FW | solar energy transmittance ggl,n | window area Awindow,i | solar global radiation Isol,i |  |  |  |  | Window orientation | external shading Fsh | frame area fraction FF | non-perpen- dicular FW | solar energy transmittance ggl,n | window area Awindow,i | solar global radiation Isol,i |  |  |  |  | Window orientation | external shading Fsh | frame area fraction FF | non-perpen- dicular FW | solar energy transmittance ggl,n | window area Awindow,i | solar global radiation Isol,i |  |  |  |  | Window orientation | external shading Fsh | frame area fraction FF | non-perpen- dicular FW | solar energy transmittance ggl,n | window area Awindow,i | solar global radiation Isol,i |  |  |  |  | Window orientation | external shading Fsh | frame area fraction FF | non-perpen- dicular FW | solar energy transmittance ggl,n | window area Awindow,i | solar global radiation Isol,i |  |  |  |  | Window orientation | external shading Fsh | frame area fraction FF | non-perpen- dicular FW | solar energy transmittance ggl,n | window area Awindow,i | solar global radiation Isol,i |  |  |  |  | Window orientation | external shading Fsh | frame area fraction FF | non-perpen- dicular FW | solar energy transmittance ggl,n | window area Awindow,i | solar global radiation Isol,i |  |  |  |  | Window orientation | external shading Fsh | frame area fraction FF | non-perpen- dicular FW | solar energy transmittance ggl,n | window area Awindow,i | solar global radiation Isol,i |  |  |  |  | Window orientation | external shading Fsh | frame area fraction FF | non-perpen- dicular FW | solar energy transmittance ggl,n | window area Awindow,i | solar global radiation Isol,i |  |  |  |  | Window orientation | external shading Fsh | frame area fraction FF | non-perpen- dicular FW | solar energy transmittance ggl,n | window area Awindow,i | solar global radiation Isol,i
[6 empty] | kWh/(m²a) | kWh/a | [9 empty] | kWh/(m²a) | kWh/a | [9 empty] | kWh/(m²a) | kWh/a | [9 empty] | kWh/(m²a) | kWh/a | [9 empty] | kWh/(m²a) | kWh/a | [9 empty] | kWh/(m²a) | kWh/a | [9 empty] | kWh/(m²a) | kWh/a | [9 empty] | kWh/(m²a) | kWh/a | [9 empty] | kWh/(m²a) | kWh/a | [9 empty] | kWh/(m²a) | kWh/a | [9 empty] | kWh/(m²a) | kWh/a | [9 empty] | kWh/(m²a) | kWh/a | [9 empty] | kWh/(m²a) | kWh/a | [9 empty] | kWh/(m²a) | kWh/a | [9 empty] | kWh/(m²a) | kWh/a | [9 empty] | kWh/(m²a) | kWh/a | [9 empty] | kWh/(m²a) | kWh/a | [9 empty] | kWh/(m²a) | kWh/a | [9 empty] | kWh/(m²a) | kWh/a
Horizontal | 0.8 | 0.3 | 0.9 | 0.72 |  | 324 |  |  |  |  | Horizontal | 0.8 | 0.3 | 0.9 | 0.6 |  | 324 |  |  |  |  | Horizontal | 0.8 | 0.3 | 0.9 | 0.6 |  | 324 |  |  |  |  | Horizontal | 0.8 | 0.3 | 0.9 | 0.6 |  | 324 |  |  |  |  | Horizontal | 0.8 | 0.3 | 0.9 | 0.6 |  | 324 |  |  |  |  | Horizontal | 0.8 | 0.3 | 0.9 | 0.6 |  | 324 |  |  |  |  | Horizontal | 0.8 | 0.3 | 0.9 | 0.6 |  | 324 |  |  |  |  | Horizontal | 0.8 | 0.3 | 0.9 | 0.6 |  | 324 |  |  |  |  | Horizontal | 0.8 | 0.3 | 0.9 | 0.6 |  | 324 |  |  |  |  | Horizontal | 0.8 | 0.3 | 0.9 | 0.6 |  | 324 |  |  |  |  | Horizontal | 0.8 | 0.3 | 0.9 | 0.6 |  | 324 |  |  |  |  | Horizontal | 0.8 | 0.3 | 0.9 | 0.6 |  | 324 |  |  |  |  | Horizontal | 0.8 | 0.3 | 0.9 | 0.6 |  | 324 |  |  |  |  | Horizontal | 0.8 | 0.3 | 0.9 | 0.6 |  | 324 |  |  |  |  | Horizontal | 0.8 | 0.3 | 0.9 | 0.6 |  | 324 |  |  |  |  | Horizontal | 0.8 | 0.3 | 0.9 | 0.6 |  | 324 |  |  |  |  | Horizontal | 0.8 | 0.3 | 0.9 | 0.6 |  | 324 |  |  |  |  | Horizontal | 0.8 | 0.3 | 0.9 | 0.6 |  | 324 |  |  |  |  | Horizontal | 0.8 | 0.3 | 0.9 | 0.6 |  | 324
East | 0.6 | 0.3 | 0.9 | 0.72 | 13.2 | 225 | 808.3152 |  |  |  | East | 0.6 | 0.3 | 0.9 | 0.6 | 13.2 | 225 | 673.596 |  |  |  | East | 0.6 | 0.3 | 0.9 | 0.6 | 13.2 | 225 | 673.596 |  |  |  | East | 0.6 | 0.3 | 0.9 | 0.6 | 13.2 | 225 | 673.596 |  |  |  | East | 0.6 | 0.3 | 0.9 | 0.6 | 13.2 | 225 | 673.596 |  |  |  | East | 0.6 | 0.3 | 0.9 | 0.6 | 13.2 | 225 | 673.596 |  |  |  | East | 0.6 | 0.3 | 0.9 | 0.6 | 13.2 | 225 | 673.596 |  |  |  | East | 0.6 | 0.3 | 0.9 | 0.6 | 13.2 | 225 | 673.596 |  |  |  | East | 0.6 | 0.3 | 0.9 | 0.6 | 13.2 | 225 | 673.596 |  |  |  | East | 0.6 | 0.3 | 0.9 | 0.6 | 13.2 | 225 | 673.596 |  |  |  | East | 0.6 | 0.3 | 0.9 | 0.6 | 13.2 | 225 | 673.596 |  |  |  | East | 0.6 | 0.3 | 0.9 | 0.6 | 13.2 | 225 | 673.596 |  |  |  | East | 0.6 | 0.3 | 0.9 | 0.6 | 13.2 | 225 | 673.596 |  |  |  | East | 0.6 | 0.3 | 0.9 | 0.6 | 13.2 | 225 | 673.596 |  |  |  | East | 0.6 | 0.3 | 0.9 | 0.6 | 13.2 | 225 | 673.596 |  |  |  | East | 0.6 | 0.3 | 0.9 | 0.6 | 13.2 | 225 | 673.596 |  |  |  | East | 0.6 | 0.3 | 0.9 | 0.6 | 13.2 | 225 | 673.596 |  |  |  | East | 0.6 | 0.3 | 0.9 | 0.6 | 13.2 | 225 | 673.596 |  |  |  | East | 0.6 | 0.3 | 0.9 | 0.6 | 13.2 | 225 | 673.596
South | 0.6 | 0.3 | 0.9 | 0.72 |  | 402 |  |  |  |  | South | 0.6 | 0.3 | 0.9 | 0.6 |  | 402 |  |  |  |  | South | 0.6 | 0.3 | 0.9 | 0.6 |  | 402 |  |  |  |  | South | 0.6 | 0.3 | 0.9 | 0.6 |  | 402 |  |  |  |  | South | 0.6 | 0.3 | 0.9 | 0.6 |  | 402 |  |  |  |  | South | 0.6 | 0.3 | 0.9 | 0.6 |  | 402 |  |  |  |  | South | 0.6 | 0.3 | 0.9 | 0.6 |  | 402 |  |  |  |  | South | 0.6 | 0.3 | 0.9 | 0.6 |  | 402 |  |  |  |  | South | 0.6 | 0.3 | 0.9 | 0.6 |  | 402 |  |  |  |  | South | 0.6 | 0.3 | 0.9 | 0.6 |  | 402 |  |  |  |  | South | 0.6 | 0.3 | 0.9 | 0.6 |  | 402 |  |  |  |  | South | 0.6 | 0.3 | 0.9 | 0.6 |  | 402 |  |  |  |  | South | 0.6 | 0.3 | 0.9 | 0.6 |  | 402 |  |  |  |  | South | 0.6 | 0.3 | 0.9 | 0.6 |  | 402 |  |  |  |  | South | 0.6 | 0.3 | 0.9 | 0.6 |  | 402 |  |  |  |  | South | 0.6 | 0.3 | 0.9 | 0.6 |  | 402 |  |  |  |  | South | 0.6 | 0.3 | 0.9 | 0.6 |  | 402 |  |  |  |  | South | 0.6 | 0.3 | 0.9 | 0.6 |  | 402 |  |  |  |  | South | 0.6 | 0.3 | 0.9 | 0.6 |  | 402
West | 0.6 | 0.3 | 0.9 | 0.72 | 13.2 | 221 | 793.9452 |  |  |  | West | 0.6 | 0.3 | 0.9 | 0.6 | 13.2 | 221 | 661.621 |  |  |  | West | 0.6 | 0.3 | 0.9 | 0.6 | 13.2 | 221 | 661.621 |  |  |  | West | 0.6 | 0.3 | 0.9 | 0.6 | 13.2 | 221 | 661.621 |  |  |  | West | 0.6 | 0.3 | 0.9 | 0.6 | 13.2 | 221 | 661.621 |  |  |  | West | 0.6 | 0.3 | 0.9 | 0.6 | 13.2 | 221 | 661.621 |  |  |  | West | 0.6 | 0.3 | 0.9 | 0.6 | 13.2 | 221 | 661.621 |  |  |  | West | 0.6 | 0.3 | 0.9 | 0.6 | 13.2 | 221 | 661.621 |  |  |  | West | 0.6 | 0.3 | 0.9 | 0.6 | 13.2 | 221 | 661.621 |  |  |  | West | 0.6 | 0.3 | 0.9 | 0.6 | 13.2 | 221 | 661.621 |  |  |  | West | 0.6 | 0.3 | 0.9 | 0.6 | 13.2 | 221 | 661.621 |  |  |  | West | 0.6 | 0.3 | 0.9 | 0.6 | 13.2 | 221 | 661.621 |  |  |  | West | 0.6 | 0.3 | 0.9 | 0.6 | 13.2 | 221 | 661.621 |  |  |  | West | 0.6 | 0.3 | 0.9 | 0.6 | 13.2 | 221 | 661.621 |  |  |  | West | 0.6 | 0.3 | 0.9 | 0.6 | 13.2 | 221 | 661.621 |  |  |  | West | 0.6 | 0.3 | 0.9 | 0.6 | 13.2 | 221 | 661.621 |  |  |  | West | 0.6 | 0.3 | 0.9 | 0.6 | 13.2 | 221 | 661.621 |  |  |  | West | 0.6 | 0.3 | 0.9 | 0.6 | 13.2 | 221 | 661.621 |  |  |  | West | 0.6 | 0.3 | 0.9 | 0.6 | 13.2 | 221 | 661.621
North | 0.6 | 0.3 | 0.9 | 0.72 |  | 115 |  |  |  |  | North | 0.6 | 0.3 | 0.9 | 0.6 |  | 115 |  |  |  |  | North | 0.6 | 0.3 | 0.9 | 0.6 |  | 115 |  |  |  |  | North | 0.6 | 0.3 | 0.9 | 0.6 |  | 115 |  |  |  |  | North | 0.6 | 0.3 | 0.9 | 0.6 |  | 115 |  |  |  |  | North | 0.6 | 0.3 | 0.9 | 0.6 |  | 115 |  |  |  |  | North | 0.6 | 0.3 | 0.9 | 0.6 |  | 115 |  |  |  |  | North | 0.6 | 0.3 | 0.9 | 0.6 |  | 115 |  |  |  |  | North | 0.6 | 0.3 | 0.9 | 0.6 |  | 115 |  |  |  |  | North | 0.6 | 0.3 | 0.9 | 0.6 |  | 115 |  |  |  |  | North | 0.6 | 0.3 | 0.9 | 0.6 |  | 115 |  |  |  |  | North | 0.6 | 0.3 | 0.9 | 0.6 |  | 115 |  |  |  |  | North | 0.6 | 0.3 | 0.9 | 0.6 |  | 115 |  |  |  |  | North | 0.6 | 0.3 | 0.9 | 0.6 |  | 115 |  |  |  |  | North | 0.6 | 0.3 | 0.9 | 0.6 |  | 115 |  |  |  |  | North | 0.6 | 0.3 | 0.9 | 0.6 |  | 115 |  |  |  |  | North | 0.6 | 0.3 | 0.9 | 0.6 |  | 115 |  |  |  |  | North | 0.6 | 0.3 | 0.9 | 0.6 |  | 115 |  |  |  |  | North | 0.6 | 0.3 | 0.9 | 0.6 |  | 115
| Internal heat sources Qint | [5 empty] | 2065.2192 | 15.264 |  |  |  | Internal heat sources Qint | [5 empty] | 2065.2192 | 15.264 |  |  |  | Internal heat sources Qint | [5 empty] | 2065.2192 | 15.264 |  |  |  | Internal heat sources Qint | [5 empty] | 2065.2192 | 15.264 |  |  |  | Internal heat sources Qint | [5 empty] | 2065.2192 | 15.264 |  |  |  | Internal heat sources Qint | [5 empty] | 2065.2192 | 15.264 |  |  |  | Internal heat sources Qint | [5 empty] | 2065.2192 | 15.264 |  |  |  | Internal heat sources Qint | [5 empty] | 2065.2192 | 15.264 |  |  |  | Internal heat sources Qint | [5 empty] | 2065.2192 | 15.264 |  |  |  | Internal heat sources Qint | [5 empty] | 2065.2192 | 15.264 |  |  |  | Internal heat sources Qint | [5 empty] | 2065.2192 | 15.264 |  |  |  | Internal heat sources Qint | [5 empty] | 2065.2192 | 15.264 |  |  |  | Internal heat sources Qint | [5 empty] | 2065.2192 | 15.264 |  |  |  | Internal heat sources Qint | [5 empty] | 2065.2192 | 15.264 |  |  |  | Internal heat sources Qint | [5 empty] | 2065.2192 | 15.264 |  |  |  | Internal heat sources Qint | [5 empty] | 2065.2192 | 15.264 |  |  |  | Internal heat sources Qint | [5 empty] | 2065.2192 | 15.264 |  |  |  | Internal heat sources Qint | [5 empty] | 2065.2192 | 15.264 |  |  |  | Internal heat sources Qint | [5 empty] | 2065.2192 | 15.264
|  | internal heat sources | heating days | [9 empty] | internal heat sources | heating days | [9 empty] | internal heat sources | heating days | [9 empty] | internal heat sources | heating days | [9 empty] | internal heat sources | heating days | [9 empty] | internal heat sources | heating days | [9 empty] | internal heat sources | heating days | [9 empty] | internal heat sources | heating days | [9 empty] | internal heat sources | heating days | [9 empty] | internal heat sources | heating days | [9 empty] | internal heat sources | heating days | [9 empty] | internal heat sources | heating days | [9 empty] | internal heat sources | heating days | [9 empty] | internal heat sources | heating days | [9 empty] | internal heat sources | heating days | [9 empty] | internal heat sources | heating days | [9 empty] | internal heat sources | heating days | [9 empty] | internal heat sources | heating days | [9 empty] | internal heat sources | heating days
|  | ji | dhs | [9 empty] | ji | dhs | [9 empty] | ji | dhs | [9 empty] | ji | dhs | [9 empty] | ji | dhs | [9 empty] | ji | dhs | [9 empty] | ji | dhs | [9 empty] | ji | dhs | [9 empty] | ji | dhs | [9 empty] | ji | dhs | [9 empty] | ji | dhs | [9 empty] | ji | dhs | [9 empty] | ji | dhs | [9 empty] | ji | dhs | [9 empty] | ji | dhs | [9 empty] | ji | dhs | [9 empty] | ji | dhs | [9 empty] | ji | dhs | [9 empty] | ji | dhs
| kh/d | W/m² | d/a | [8 empty] | kh/d | W/m² | d/a | [8 empty] | kh/d | W/m² | d/a | [8 empty] | kh/d | W/m² | d/a | [8 empty] | kh/d | W/m² | d/a | [8 empty] | kh/d | W/m² | d/a | [8 empty] | kh/d | W/m² | d/a | [8 empty] | kh/d | W/m² | d/a | [8 empty] | kh/d | W/m² | d/a | [8 empty] | kh/d | W/m² | d/a | [8 empty] | kh/d | W/m² | d/a | [8 empty] | kh/d | W/m² | d/a | [8 empty] | kh/d | W/m² | d/a | [8 empty] | kh/d | W/m² | d/a | [8 empty] | kh/d | W/m² | d/a | [8 empty] | kh/d | W/m² | d/a | [8 empty] | kh/d | W/m² | d/a | [8 empty] | kh/d | W/m² | d/a | [8 empty] | kh/d | W/m² | d/a
| 0.024 | 3 | 212 | [8 empty] | 0.024 | 3 | 212 | [8 empty] | 0.024 | 3 | 212 | [8 empty] | 0.024 | 3 | 212 | [8 empty] | 0.024 | 3 | 212 | [8 empty] | 0.024 | 3 | 212 | [8 empty] | 0.024 | 3 | 212 | [8 empty] | 0.024 | 3 | 212 | [8 empty] | 0.024 | 3 | 212 | [8 empty] | 0.024 | 3 | 212 | [8 empty] | 0.024 | 3 | 212 | [8 empty] | 0.024 | 3 | 212 | [8 empty] | 0.024 | 3 | 212 | [8 empty] | 0.024 | 3 | 212 | [8 empty] | 0.024 | 3 | 212 | [8 empty] | 0.024 | 3 | 212 | [8 empty] | 0.024 | 3 | 212 | [8 empty] | 0.024 | 3 | 212 | [8 empty] | 0.024 | 3 | 212
| Gain utilization factor for heating | [5 empty] | 0.92308 |  |  |  |  | Gain utilization factor for heating | [5 empty] | 0.93192 |  |  |  |  | Gain utilization factor for heating | [5 empty] | 0.92873 |  |  |  |  | Gain utilization factor for heating | [5 empty] | 0.92797 |  |  |  |  | Gain utilization factor for heating | [5 empty] | 0.9282 |  |  |  |  | Gain utilization factor for heating | [5 empty] | 0.92871 |  |  |  |  | Gain utilization factor for heating | [5 empty] | 0.92797 |  |  |  |  | Gain utilization factor for heating | [5 empty] | 0.92792 |  |  |  |  | Gain utilization factor for heating | [5 empty] | 0.92929 |  |  |  |  | Gain utilization factor for heating | [5 empty] | 0.92953 |  |  |  |  | Gain utilization factor for heating | [5 empty] | 0.92928 |  |  |  |  | Gain utilization factor for heating | [5 empty] | 0.92866 |  |  |  |  | Gain utilization factor for heating | [5 empty] | 0.92949 |  |  |  |  | Gain utilization factor for heating | [5 empty] | 0.92912 |  |  |  |  | Gain utilization factor for heating | [5 empty] | 0.92932 |  |  |  |  | Gain utilization factor for heating | [5 empty] | 0.92927 |  |  |  |  | Gain utilization factor for heating | [5 empty] | 0.92905 |  |  |  |  | Gain utilization factor for heating | [5 empty] | 0.92875 |  |  |  |  | Gain utilization factor for heating | [5 empty] | 0.92919
| internal heat capacity per m² AC,ref | [5 empty] | 45 |  |  |  |  | internal heat capacity per m² AC,ref | [5 empty] | 45 |  |  |  |  | internal heat capacity per m² AC,ref | [5 empty] | 45 |  |  |  |  | internal heat capacity per m² AC,ref | [5 empty] | 45 |  |  |  |  | internal heat capacity per m² AC,ref | [5 empty] | 45 |  |  |  |  | internal heat capacity per m² AC,ref | [5 empty] | 45 |  |  |  |  | internal heat capacity per m² AC,ref | [5 empty] | 45 |  |  |  |  | internal heat capacity per m² AC,ref | [5 empty] | 45 |  |  |  |  | internal heat capacity per m² AC,ref | [5 empty] | 45 |  |  |  |  | internal heat capacity per m² AC,ref | [5 empty] | 45 |  |  |  |  | internal heat capacity per m² AC,ref | [5 empty] | 45 |  |  |  |  | internal heat capacity per m² AC,ref | [5 empty] | 45 |  |  |  |  | internal heat capacity per m² AC,ref | [5 empty] | 45 |  |  |  |  | internal heat capacity per m² AC,ref | [5 empty] | 45 |  |  |  |  | internal heat capacity per m² AC,ref | [5 empty] | 45 |  |  |  |  | internal heat capacity per m² AC,ref | [5 empty] | 45 |  |  |  |  | internal heat capacity per m² AC,ref | [5 empty] | 45 |  |  |  |  | internal heat capacity per m² AC,ref | [5 empty] | 45 |  |  |  |  | internal heat capacity per m² AC,ref | [5 empty] | 45
| time constant of the building T | [5 empty] | 18.7937 |  |  |  |  | time constant of the building T | [5 empty] | 43.6545 |  |  |  |  | time constant of the building T | [5 empty] | 24.6413 |  |  |  |  | time constant of the building T | [5 empty] | 29.4659 |  |  |  |  | time constant of the building T | [5 empty] | 28.1988 |  |  |  |  | time constant of the building T | [5 empty] | 24.8201 |  |  |  |  | time constant of the building T | [5 empty] | 29.4659 |  |  |  |  | time constant of the building T | [5 empty] | 29.722 |  |  |  |  | time constant of the building T | [5 empty] | 22.481 |  |  |  |  | time constant of the building T | [5 empty] | 20.2801 |  |  |  |  | time constant of the building T | [5 empty] | 22.6297 |  |  |  |  | time constant of the building T | [5 empty] | 30.7696 |  |  |  |  | time constant of the building T | [5 empty] | 20.6629 |  |  |  |  | time constant of the building T | [5 empty] | 23.9826 |  |  |  |  | time constant of the building T | [5 empty] | 22.2218 |  |  |  |  | time constant of the building T | [5 empty] | 22.7211 |  |  |  |  | time constant of the building T | [5 empty] | 24.5652 |  |  |  |  | time constant of the building T | [5 empty] | 26.8003 |  |  |  |  | time constant of the building T | [5 empty] | 23.4386
| parameter aH | [5 empty] | 1.4265 |  |  |  |  | parameter aH | [5 empty] | 2.2552 |  |  |  |  | parameter aH | [5 empty] | 1.6214 |  |  |  |  | parameter aH | [5 empty] | 1.7822 |  |  |  |  | parameter aH | [5 empty] | 1.74 |  |  |  |  | parameter aH | [5 empty] | 1.6273 |  |  |  |  | parameter aH | [5 empty] | 1.7822 |  |  |  |  | parameter aH | [5 empty] | 1.7907 |  |  |  |  | parameter aH | [5 empty] | 1.5494 |  |  |  |  | parameter aH | [5 empty] | 1.476 |  |  |  |  | parameter aH | [5 empty] | 1.5543 |  |  |  |  | parameter aH | [5 empty] | 1.8257 |  |  |  |  | parameter aH | [5 empty] | 1.4888 |  |  |  |  | parameter aH | [5 empty] | 1.5994 |  |  |  |  | parameter aH | [5 empty] | 1.5407 |  |  |  |  | parameter aH | [5 empty] | 1.5574 |  |  |  |  | parameter aH | [5 empty] | 1.6188 |  |  |  |  | parameter aH | [5 empty] | 1.6933 |  |  |  |  | parameter aH | [5 empty] | 1.5813
| heat balance ratio for the heating mode | [5 empty] | 0.18951 |  |  |  |  | heat balance ratio for the heating mode | [5 empty] | 0.36534 |  |  |  |  | heat balance ratio for the heating mode | [5 empty] | 0.22694 |  |  |  |  | heat balance ratio for the heating mode | [5 empty] | 0.26837 |  |  |  |  | heat balance ratio for the heating mode | [5 empty] | 0.25748 |  |  |  |  | heat balance ratio for the heating mode | [5 empty] | 0.22847 |  |  |  |  | heat balance ratio for the heating mode | [5 empty] | 0.26837 |  |  |  |  | heat balance ratio for the heating mode | [5 empty] | 0.27057 |  |  |  |  | heat balance ratio for the heating mode | [5 empty] | 0.20775 |  |  |  |  | heat balance ratio for the heating mode | [5 empty] | 0.18895 |  |  |  |  | heat balance ratio for the heating mode | [5 empty] | 0.20902 |  |  |  |  | heat balance ratio for the heating mode | [5 empty] | 0.27713 |  |  |  |  | heat balance ratio for the heating mode | [5 empty] | 0.19222 |  |  |  |  | heat balance ratio for the heating mode | [5 empty] | 0.22059 |  |  |  |  | heat balance ratio for the heating mode | [5 empty] | 0.20553 |  |  |  |  | heat balance ratio for the heating mode | [5 empty] | 0.2098 |  |  |  |  | heat balance ratio for the heating mode | [5 empty] | 0.22557 |  |  |  |  | heat balance ratio for the heating mode | [5 empty] | 0.24469 |  |  |  |  | heat balance ratio for the heating mode | [5 empty] | 0.21593
| Energy need for heating QH,nd | [5 empty] | 15967.5012 | 118.0155 |  |  |  | Energy need for heating QH,nd | [5 empty] | 6138.7886 | 45.3717 |  |  |  | Energy need for heating QH,nd | [5 empty] | 11825.8362 | 87.4046 |  |  |  | Energy need for heating QH,nd | [5 empty] | 9515.4153 | 70.3283 |  |  |  | Energy need for heating QH,nd | [5 empty] | 10050.3307 | 74.2818 |  |  |  | Energy need for heating QH,nd | [5 empty] | 11725.2792 | 86.6613 |  |  |  | Energy need for heating QH,nd | [5 empty] | 9515.4153 | 70.3283 |  |  |  | Energy need for heating QH,nd | [5 empty] | 9412.5288 | 69.5678 |  |  |  | Energy need for heating QH,nd | [5 empty] | 13208.1001 | 97.6208 |  |  |  | Energy need for heating QH,nd | [5 empty] | 14835.4269 | 109.6484 |  |  |  | Energy need for heating QH,nd | [5 empty] | 13108.5959 | 96.8854 |  |  |  | Energy need for heating QH,nd | [5 empty] | 9112.146 | 67.3477 |  |  |  | Energy need for heating QH,nd | [5 empty] | 14529.6563 | 107.3884 |  |  |  | Energy need for heating QH,nd | [5 empty] | 12256.0992 | 90.5846 |  |  |  | Energy need for heating QH,nd | [5 empty] | 13384.339 | 98.9234 |  |  |  | Energy need for heating QH,nd | [5 empty] | 13048.086 | 96.4382 |  |  |  | Energy need for heating QH,nd | [5 empty] | 11915.8316 | 88.0697 |  |  |  | Energy need for heating QH,nd | [5 empty] | 10738.4708 | 79.3679 |  |  |  | Energy need for heating QH,nd | [5 empty] | 12587.9835 | 93.0376
| Qht – hh,gn × (Qsol + Qint) | [7 empty] | 9.7363 | [10 empty] | 3.7432 | [10 empty] | 7.2109 | [10 empty] | 5.8021 | [10 empty] | 6.1283 | [10 empty] | 7.1496 | [10 empty] | 5.8021 | [10 empty] | 5.7393 | [10 empty] | 8.0537 | [10 empty] | 9.046 | [10 empty] | 7.993 | [10 empty] | 5.5562 | [10 empty] | 8.8595 | [10 empty] | 7.4732 | [10 empty] | 8.1612 | [10 empty] | 7.9562 | [10 empty] | 7.2658 | [10 empty] | 6.5478 | [10 empty] | 7.6756
Energy balance calculation - System Performance | [11 empty] | Energy balance calculation - System Performance | [10 empty] | Energy balance calculation - System Performance | [10 empty] | Energy balance calculation - System Performance | [10 empty] | Energy balance calculation - System Performance | [10 empty] | Energy balance calculation - System Performance | [10 empty] | Energy balance calculation - System Performance | [10 empty] | Energy balance calculation - System Performance | [10 empty] | Energy balance calculation - System Performance | [10 empty] | Energy balance calculation - System Performance | [10 empty] | Energy balance calculation - System Performance | [10 empty] | Energy balance calculation - System Performance | [10 empty] | Energy balance calculation - System Performance | [10 empty] | Energy balance calculation - System Performance | [10 empty] | Energy balance calculation - System Performance | [10 empty] | Energy balance calculation - System Performance | [10 empty] | Energy balance calculation - System Performance | [10 empty] | Energy balance calculation - System Performance | [10 empty] | Energy balance calculation - System Performance
| Space heating system | [11 empty] | Space heating system | [10 empty] | Space heating system | [10 empty] | Space heating system | [10 empty] | Space heating system | [10 empty] | Space heating system | [10 empty] | Space heating system | [10 empty] | Space heating system | [10 empty] | Space heating system | [10 empty] | Space heating system | [10 empty] | Space heating system | [10 empty] | Space heating system | [10 empty] | Space heating system | [10 empty] | Space heating system | [10 empty] | Space heating system | [10 empty] | Space heating system | [10 empty] | Space heating system | [10 empty] | Space heating system | [10 empty] | Space heating system
| energy need space heating | – usable contribution of hot water system | – usable contrib. of vent. heat recovery | + losses distribution and heat emission | + losses storage | heat generator output | [6 empty] | energy need space heating | – usable contribution of hot water system | – usable contrib. of vent. heat recovery | + losses distribution and heat emission | + losses storage | heat generator output | [5 empty] | energy need space heating | – usable contribution of hot water system | – usable contrib. of vent. heat recovery | + losses distribution and heat emission | + losses storage | heat generator output | [5 empty] | energy need space heating | – usable contribution of hot water system | – usable contrib. of vent. heat recovery | + losses distribution and heat emission | + losses storage | heat generator output | [5 empty] | energy need space heating | – usable contribution of hot water system | – usable contrib. of vent. heat recovery | + losses distribution and heat emission | + losses storage | heat generator output | [5 empty] | energy need space heating | – usable contribution of hot water system | – usable contrib. of vent. heat recovery | + losses distribution and heat emission | + losses storage | heat generator output | [5 empty] | energy need space heating | – usable contribution of hot water system | – usable contrib. of vent. heat recovery | + losses distribution and heat emission | + losses storage | heat generator output | [5 empty] | energy need space heating | – usable contribution of hot water system | – usable contrib. of vent. heat recovery | + losses distribution and heat emission | + losses storage | heat generator output | [5 empty] | energy need space heating | – usable contribution of hot water system | – usable contrib. of vent. heat recovery | + losses distribution and heat emission | + losses storage | heat generator output | [5 empty] | energy need space heating | – usable contribution of hot water system | – usable contrib. of vent. heat recovery | + losses distribution and heat emission | + losses storage | heat generator output | [5 empty] | energy need space heating | – usable contribution of hot water system | – usable contrib. of vent. heat recovery | + losses distribution and heat emission | + losses storage | heat generator output | [5 empty] | energy need space heating | – usable contribution of hot water system | – usable contrib. of vent. heat recovery | + losses distribution and heat emission | + losses storage | heat generator output | [5 empty] | energy need space heating | – usable contribution of hot water system | – usable contrib. of vent. heat recovery | + losses distribution and heat emission | + losses storage | heat generator output | [5 empty] | energy need space heating | – usable contribution of hot water system | – usable contrib. of vent. heat recovery | + losses distribution and heat emission | + losses storage | heat generator output | [5 empty] | energy need space heating | – usable contribution of hot water system | – usable contrib. of vent. heat recovery | + losses distribution and heat emission | + losses storage | heat generator output | [5 empty] | energy need space heating | – usable contribution of hot water system | – usable contrib. of vent. heat recovery | + losses distribution and heat emission | + losses storage | heat generator output | [5 empty] | energy need space heating | – usable contribution of hot water system | – usable contrib. of vent. heat recovery | + losses distribution and heat emission | + losses storage | heat generator output | [5 empty] | energy need space heating | – usable contribution of hot water system | – usable contrib. of vent. heat recovery | + losses distribution and heat emission | + losses storage | heat generator output | [5 empty] | energy need space heating | – usable contribution of hot water system | – usable contrib. of vent. heat recovery | + losses distribution and heat emission | + losses storage | heat generator output
| qnd,h | hh,gn · qw,h | hh,gn · qve,h,rec | qd,h | qs,h | qg,h,out = qnd,h - qw,h - qve,h,rec + qd,h + qs,h | [6 empty] | qnd,h | hh,gn · qw,h | hh,gn · qve,h,rec | qd,h | qs,h | qg,h,out = qnd,h - qw,h - qve,h,rec + qd,h + qs,h | [5 empty] | qnd,h | hh,gn · qw,h | hh,gn · qve,h,rec | qd,h | qs,h | qg,h,out = qnd,h - qw,h - qve,h,rec + qd,h + qs,h | [5 empty] | qnd,h | hh,gn · qw,h | hh,gn · qve,h,rec | qd,h | qs,h | qg,h,out = qnd,h - qw,h - qve,h,rec + qd,h + qs,h | [5 empty] | qnd,h | hh,gn · qw,h | hh,gn · qve,h,rec | qd,h | qs,h | qg,h,out = qnd,h - qw,h - qve,h,rec + qd,h + qs,h | [5 empty] | qnd,h | hh,gn · qw,h | hh,gn · qve,h,rec | qd,h | qs,h | qg,h,out = qnd,h - qw,h - qve,h,rec + qd,h + qs,h | [5 empty] | qnd,h | hh,gn · qw,h | hh,gn · qve,h,rec | qd,h | qs,h | qg,h,out = qnd,h - qw,h - qve,h,rec + qd,h + qs,h | [5 empty] | qnd,h | hh,gn · qw,h | hh,gn · qve,h,rec | qd,h | qs,h | qg,h,out = qnd,h - qw,h - qve,h,rec + qd,h + qs,h | [5 empty] | qnd,h | hh,gn · qw,h | hh,gn · qve,h,rec | qd,h | qs,h | qg,h,out = qnd,h - qw,h - qve,h,rec + qd,h + qs,h | [5 empty] | qnd,h | hh,gn · qw,h | hh,gn · qve,h,rec | qd,h | qs,h | qg,h,out = qnd,h - qw,h - qve,h,rec + qd,h + qs,h | [5 empty] | qnd,h | hh,gn · qw,h | hh,gn · qve,h,rec | qd,h | qs,h | qg,h,out = qnd,h - qw,h - qve,h,rec + qd,h + qs,h | [5 empty] | qnd,h | hh,gn · qw,h | hh,gn · qve,h,rec | qd,h | qs,h | qg,h,out = qnd,h - qw,h - qve,h,rec + qd,h + qs,h | [5 empty] | qnd,h | hh,gn · qw,h | hh,gn · qve,h,rec | qd,h | qs,h | qg,h,out = qnd,h - qw,h - qve,h,rec + qd,h + qs,h | [5 empty] | qnd,h | hh,gn · qw,h | hh,gn · qve,h,rec | qd,h | qs,h | qg,h,out = qnd,h - qw,h - qve,h,rec + qd,h + qs,h | [5 empty] | qnd,h | hh,gn · qw,h | hh,gn · qve,h,rec | qd,h | qs,h | qg,h,out = qnd,h - qw,h - qve,h,rec + qd,h + qs,h | [5 empty] | qnd,h | hh,gn · qw,h | hh,gn · qve,h,rec | qd,h | qs,h | qg,h,out = qnd,h - qw,h - qve,h,rec + qd,h + qs,h | [5 empty] | qnd,h | hh,gn · qw,h | hh,gn · qve,h,rec | qd,h | qs,h | qg,h,out = qnd,h - qw,h - qve,h,rec + qd,h + qs,h | [5 empty] | qnd,h | hh,gn · qw,h | hh,gn · qve,h,rec | qd,h | qs,h | qg,h,out = qnd,h - qw,h - qve,h,rec + qd,h + qs,h | [5 empty] | qnd,h | hh,gn · qw,h | hh,gn · qve,h,rec | qd,h | qs,h | qg,h,out = qnd,h - qw,h - qve,h,rec + qd,h + qs,h
| kWh/(m²a) | kWh/(m²a) | kWh/(m²a) | kWh/(m²a) | kWh/(m²a) | kWh/(m²a) | [6 empty] | kWh/(m²a) | kWh/(m²a) | kWh/(m²a) | kWh/(m²a) | kWh/(m²a) | kWh/(m²a) | [5 empty] | kWh/(m²a) | kWh/(m²a) | kWh/(m²a) | kWh/(m²a) | kWh/(m²a) | kWh/(m²a) | [5 empty] | kWh/(m²a) | kWh/(m²a) | kWh/(m²a) | kWh/(m²a) | kWh/(m²a) | kWh/(m²a) | [5 empty] | kWh/(m²a) | kWh/(m²a) | kWh/(m²a) | kWh/(m²a) | kWh/(m²a) | kWh/(m²a) | [5 empty] | kWh/(m²a) | kWh/(m²a) | kWh/(m²a) | kWh/(m²a) | kWh/(m²a) | kWh/(m²a) | [5 empty] | kWh/(m²a) | kWh/(m²a) | kWh/(m²a) | kWh/(m²a) | kWh/(m²a) | kWh/(m²a) | [5 empty] | kWh/(m²a) | kWh/(m²a) | kWh/(m²a) | kWh/(m²a) | kWh/(m²a) | kWh/(m²a) | [5 empty] | kWh/(m²a) | kWh/(m²a) | kWh/(m²a) | kWh/(m²a) | kWh/(m²a) | kWh/(m²a) | [5 empty] | kWh/(m²a) | kWh/(m²a) | kWh/(m²a) | kWh/(m²a) | kWh/(m²a) | kWh/(m²a) | [5 empty] | kWh/(m²a) | kWh/(m²a) | kWh/(m²a) | kWh/(m²a) | kWh/(m²a) | kWh/(m²a) | [5 empty] | kWh/(m²a) | kWh/(m²a) | kWh/(m²a) | kWh/(m²a) | kWh/(m²a) | kWh/(m²a) | [5 empty] | kWh/(m²a) | kWh/(m²a) | kWh/(m²a) | kWh/(m²a) | kWh/(m²a) | kWh/(m²a) | [5 empty] | kWh/(m²a) | kWh/(m²a) | kWh/(m²a) | kWh/(m²a) | kWh/(m²a) | kWh/(m²a) | [5 empty] | kWh/(m²a) | kWh/(m²a) | kWh/(m²a) | kWh/(m²a) | kWh/(m²a) | kWh/(m²a) | [5 empty] | kWh/(m²a) | kWh/(m²a) | kWh/(m²a) | kWh/(m²a) | kWh/(m²a) | kWh/(m²a) | [5 empty] | kWh/(m²a) | kWh/(m²a) | kWh/(m²a) | kWh/(m²a) | kWh/(m²a) | kWh/(m²a) | [5 empty] | kWh/(m²a) | kWh/(m²a) | kWh/(m²a) | kWh/(m²a) | kWh/(m²a) | kWh/(m²a) | [5 empty] | kWh/(m²a) | kWh/(m²a) | kWh/(m²a) | kWh/(m²a) | kWh/(m²a) | kWh/(m²a)
| 118.0155 | 1.1 | 0 | 6.5 | 0 | 123.4155 | [6 empty] | 45.3717 | 1.1 | 0 | 6.5 | 0 | 50.7717 | [5 empty] | 87.4046 | 0.75779 | 0 | 6.5 | 0 | 93.1468 | [5 empty] | 70.3283 | 0.75779 | 24.6598 | 6.5 | 0 | 51.4107 | [5 empty] | 74.2818 | 1.1 | 0 | 6.5 | 0 | 79.6818 | [5 empty] | 86.6613 | 1.1 | 0 | 6.5 | 0 | 92.0613 | [5 empty] | 70.3283 | 1.1 | 0 | 6.5 | 0 | 75.7283 | [5 empty] | 69.5678 | 1.1 | 0 | 6.5 | 0 | 74.9678 | [5 empty] | 97.6208 | 1.1 | 0 | 6.5 | 0 | 103.0208 | [5 empty] | 109.6484 | 1.1 | 0 | 6.5 | 0 | 115.0484 | [5 empty] | 96.8854 | 1.1 | 0 | 6.5 | 0 | 102.2854 | [5 empty] | 67.3477 | 1.1 | 0 | 6.5 | 0 | 72.7477 | [5 empty] | 107.3884 | 1.1 | 0 | 6.5 | 0 | 112.7884 | [5 empty] | 90.5846 | 1.1 | 0 | 6.5 | 0 | 95.9846 | [5 empty] | 98.9234 | 1.1 | 0 | 6.5 | 0 | 104.3234 | [5 empty] | 96.4382 | 1.1 | 0 | 6.5 | 0 | 101.8382 | [5 empty] | 88.0697 | 1.1 | 0 | 6.5 | 0 | 93.4697 | [5 empty] | 79.3679 | 1.1 | 0 | 6.5 | 0 | 84.7679 | [5 empty] | 93.0376 | 1.1 | 0 | 6.5 | 0 | 98.4376
| Gain utilisation factor (heating contributions from DHW and vent. system) |  |  |  |  | 1 | [6 empty] | Gain utilisation factor (heating contributions from DHW and vent. system) |  |  |  |  | 1 | [5 empty] | Gain utilisation factor (heating contributions from DHW and vent. system) |  |  |  |  | 0.83 | [5 empty] | Gain utilisation factor (heating contributions from DHW and vent. system) |  |  |  |  | 0.83 | [5 empty] | Gain utilisation factor (heating contributions from DHW and vent. system) |  |  |  |  | 1 | [5 empty] | Gain utilisation factor (heating contributions from DHW and vent. system) |  |  |  |  | 1 | [5 empty] | Gain utilisation factor (heating contributions from DHW and vent. system) |  |  |  |  | 1 | [5 empty] | Gain utilisation factor (heating contributions from DHW and vent. system) |  |  |  |  | 1 | [5 empty] | Gain utilisation factor (heating contributions from DHW and vent. system) |  |  |  |  | 1 | [5 empty] | Gain utilisation factor (heating contributions from DHW and vent. system) |  |  |  |  | 1 | [5 empty] | Gain utilisation factor (heating contributions from DHW and vent. system) |  |  |  |  | 1 | [5 empty] | Gain utilisation factor (heating contributions from DHW and vent. system) |  |  |  |  | 1 | [5 empty] | Gain utilisation factor (heating contributions from DHW and vent. system) |  |  |  |  | 1 | [5 empty] | Gain utilisation factor (heating contributions from DHW and vent. system) |  |  |  |  | 1 | [5 empty] | Gain utilisation factor (heating contributions from DHW and vent. system) |  |  |  |  | 1 | [5 empty] | Gain utilisation factor (heating contributions from DHW and vent. system) |  |  |  |  | 1 | [5 empty] | Gain utilisation factor (heating contributions from DHW and vent. system) |  |  |  |  | 1 | [5 empty] | Gain utilisation factor (heating contributions from DHW and vent. system) |  |  |  |  | 1 | [5 empty] | Gain utilisation factor (heating contributions from DHW and vent. system) |  |  |  |  | 1
|  | DHW recoverable for SH |  |  |  | 1.1 | [7 empty] | DHW recoverable for SH |  |  |  | 1.1 | [6 empty] | DHW recoverable for SH |  |  |  | 0.913 | [6 empty] | DHW recoverable for SH |  |  |  | 0.913 | [6 empty] | DHW recoverable for SH |  |  |  | 1.1 | [6 empty] | DHW recoverable for SH |  |  |  | 1.1 | [6 empty] | DHW recoverable for SH |  |  |  | 1.1 | [6 empty] | DHW recoverable for SH |  |  |  | 1.1 | [6 empty] | DHW recoverable for SH |  |  |  | 1.1 | [6 empty] | DHW recoverable for SH |  |  |  | 1.1 | [6 empty] | DHW recoverable for SH |  |  |  | 1.1 | [6 empty] | DHW recoverable for SH |  |  |  | 1.1 | [6 empty] | DHW recoverable for SH |  |  |  | 1.1 | [6 empty] | DHW recoverable for SH |  |  |  | 1.1 | [6 empty] | DHW recoverable for SH |  |  |  | 1.1 | [6 empty] | DHW recoverable for SH |  |  |  | 1.1 | [6 empty] | DHW recoverable for SH |  |  |  | 1.1 | [6 empty] | DHW recoverable for SH |  |  |  | 1.1 | [6 empty] | DHW recoverable for SH |  |  |  | 1.1
|  |  | Ventilation heat recovery | [11 empty] | Ventilation heat recovery | [10 empty] | Ventilation heat recovery | [10 empty] | Ventilation heat recovery | [10 empty] | Ventilation heat recovery | [10 empty] | Ventilation heat recovery | [10 empty] | Ventilation heat recovery | [10 empty] | Ventilation heat recovery | [10 empty] | Ventilation heat recovery | [10 empty] | Ventilation heat recovery | [10 empty] | Ventilation heat recovery | [10 empty] | Ventilation heat recovery | [10 empty] | Ventilation heat recovery | [10 empty] | Ventilation heat recovery | [10 empty] | Ventilation heat recovery | [10 empty] | Ventilation heat recovery | [10 empty] | Ventilation heat recovery | [10 empty] | Ventilation heat recovery | [10 empty] | Ventilation heat recovery
|  |  |  | qve,h,rec | kWh/(m²a) | 0 | [9 empty] | qve,h,rec | kWh/(m²a) | 0 | [8 empty] | qve,h,rec | kWh/(m²a) | 0 | [8 empty] | qve,h,rec | kWh/(m²a) | 29.7106 | [8 empty] | qve,h,rec | kWh/(m²a) | 0 | [8 empty] | qve,h,rec | kWh/(m²a) | 0 | [8 empty] | qve,h,rec | kWh/(m²a) | 0 | [8 empty] | qve,h,rec | kWh/(m²a) | 0 | [8 empty] | qve,h,rec | kWh/(m²a) | 0 | [8 empty] | qve,h,rec | kWh/(m²a) | 0 | [8 empty] | qve,h,rec | kWh/(m²a) | 0 | [8 empty] | qve,h,rec | kWh/(m²a) | 0 | [8 empty] | qve,h,rec | kWh/(m²a) | 0 | [8 empty] | qve,h,rec | kWh/(m²a) | 0 | [8 empty] | qve,h,rec | kWh/(m²a) | 0 | [8 empty] | qve,h,rec | kWh/(m²a) | 0 | [8 empty] | qve,h,rec | kWh/(m²a) | 0 | [8 empty] | qve,h,rec | kWh/(m²a) | 0 | [8 empty] | qve,h,rec | kWh/(m²a) | 0
|  |  |  | hve,rec | % | 0 | [9 empty] | hve,rec | % | 0 | [8 empty] | hve,rec | % | 0 | [8 empty] | hve,rec | % | 0.95 | [8 empty] | hve,rec | % | 0 | [8 empty] | hve,rec | % | 0 | [8 empty] | hve,rec | % | 0 | [8 empty] | hve,rec | % | 0 | [8 empty] | hve,rec | % | 0 | [8 empty] | hve,rec | % | 0 | [8 empty] | hve,rec | % | 0 | [8 empty] | hve,rec | % | 0 | [8 empty] | hve,rec | % | 0 | [8 empty] | hve,rec | % | 0 | [8 empty] | hve,rec | % | 0 | [8 empty] | hve,rec | % | 0 | [8 empty] | hve,rec | % | 0 | [8 empty] | hve,rec | % | 0 | [8 empty] | hve,rec | % | 0
|  |  |  | qht,ve | kWh/(m²a) | 40.3 | [9 empty] | qht,ve | kWh/(m²a) | 42.7 | [8 empty] | qht,ve | kWh/(m²a) | 28.4 | [8 empty] | qht,ve | kWh/(m²a) | 31.2743 | [8 empty] | qht,ve | kWh/(m²a) | 42.7 | [8 empty] | qht,ve | kWh/(m²a) | 42.7 | [8 empty] | qht,ve | kWh/(m²a) | 42.7 | [8 empty] | qht,ve | kWh/(m²a) | 42.7 | [8 empty] | qht,ve | kWh/(m²a) | 42.7 | [8 empty] | qht,ve | kWh/(m²a) | 42.7 | [8 empty] | qht,ve | kWh/(m²a) | 42.7 | [8 empty] | qht,ve | kWh/(m²a) | 42.7 | [8 empty] | qht,ve | kWh/(m²a) | 42.7 | [8 empty] | qht,ve | kWh/(m²a) | 42.7 | [8 empty] | qht,ve | kWh/(m²a) | 42.7 | [8 empty] | qht,ve | kWh/(m²a) | 42.7 | [8 empty] | qht,ve | kWh/(m²a) | 42.7 | [8 empty] | qht,ve | kWh/(m²a) | 42.7 | [8 empty] | qht,ve | kWh/(m²a) | 42.7
| Energyware for space heating |  | share | expenditure factor | delivered energy | CHP: expenditure factor electricity | electricity production | [5 empty] | Energyware for space heating |  | share | expenditure factor | delivered energy | CHP: expenditure factor electricity | electricity production |  |  |  |  | Energyware for space heating |  | share | expenditure factor | delivered energy | CHP: expenditure factor electricity | electricity production |  |  |  |  | Energyware for space heating |  | share | expenditure factor | delivered energy | CHP: expenditure factor electricity | electricity production |  |  |  |  | Energyware for space heating |  | share | expenditure factor | delivered energy | CHP: expenditure factor electricity | electricity production |  |  |  |  | Energyware for space heating |  | share | expenditure factor | delivered energy | CHP: expenditure factor electricity | electricity production |  |  |  |  | Energyware for space heating |  | share | expenditure factor | delivered energy | CHP: expenditure factor electricity | electricity production |  |  |  |  | Energyware for space heating |  | share | expenditure factor | delivered energy | CHP: expenditure factor electricity | electricity production |  |  |  |  | Energyware for space heating |  | share | expenditure factor | delivered energy | CHP: expenditure factor electricity | electricity production |  |  |  |  | Energyware for space heating |  | share | expenditure factor | delivered energy | CHP: expenditure factor electricity | electricity production |  |  |  |  | Energyware for space heating |  | share | expenditure factor | delivered energy | CHP: expenditure factor electricity | electricity production |  |  |  |  | Energyware for space heating |  | share | expenditure factor | delivered energy | CHP: expenditure factor electricity | electricity production |  |  |  |  | Energyware for space heating |  | share | expenditure factor | delivered energy | CHP: expenditure factor electricity | electricity production |  |  |  |  | Energyware for space heating |  | share | expenditure factor | delivered energy | CHP: expenditure factor electricity | electricity production |  |  |  |  | Energyware for space heating |  | share | expenditure factor | delivered energy | CHP: expenditure factor electricity | electricity production |  |  |  |  | Energyware for space heating |  | share | expenditure factor | delivered energy | CHP: expenditure factor electricity | electricity production |  |  |  |  | Energyware for space heating |  | share | expenditure factor | delivered energy | CHP: expenditure factor electricity | electricity production |  |  |  |  | Energyware for space heating |  | share | expenditure factor | delivered energy | CHP: expenditure factor electricity | electricity production |  |  |  |  | Energyware for space heating |  | share | expenditure factor | delivered energy | CHP: expenditure factor electricity | electricity production
|  |  | and,h,i | eg,h,i | qdel,h,i | eg,el,h,i | qprod,el,h,i | [7 empty] | and,h,i | eg,h,i | qdel,h,i | eg,el,h,i | qprod,el,h,i | [6 empty] | and,h,i | eg,h,i | qdel,h,i | eg,el,h,i | qprod,el,h,i | [6 empty] | and,h,i | eg,h,i | qdel,h,i | eg,el,h,i | qprod,el,h,i | [6 empty] | and,h,i | eg,h,i | qdel,h,i | eg,el,h,i | qprod,el,h,i | [6 empty] | and,h,i | eg,h,i | qdel,h,i | eg,el,h,i | qprod,el,h,i | [6 empty] | and,h,i | eg,h,i | qdel,h,i | eg,el,h,i | qprod,el,h,i | [6 empty] | and,h,i | eg,h,i | qdel,h,i | eg,el,h,i | qprod,el,h,i | [6 empty] | and,h,i | eg,h,i | qdel,h,i | eg,el,h,i | qprod,el,h,i | [6 empty] | and,h,i | eg,h,i | qdel,h,i | eg,el,h,i | qprod,el,h,i | [6 empty] | and,h,i | eg,h,i | qdel,h,i | eg,el,h,i | qprod,el,h,i | [6 empty] | and,h,i | eg,h,i | qdel,h,i | eg,el,h,i | qprod,el,h,i | [6 empty] | and,h,i | eg,h,i | qdel,h,i | eg,el,h,i | qprod,el,h,i | [6 empty] | and,h,i | eg,h,i | qdel,h,i | eg,el,h,i | qprod,el,h,i | [6 empty] | and,h,i | eg,h,i | qdel,h,i | eg,el,h,i | qprod,el,h,i | [6 empty] | and,h,i | eg,h,i | qdel,h,i | eg,el,h,i | qprod,el,h,i | [6 empty] | and,h,i | eg,h,i | qdel,h,i | eg,el,h,i | qprod,el,h,i | [6 empty] | and,h,i | eg,h,i | qdel,h,i | eg,el,h,i | qprod,el,h,i | [6 empty] | and,h,i | eg,h,i | qdel,h,i | eg,el,h,i | qprod,el,h,i
1 | Gas heat generator |  | 100% | 1.05 | 129.5863 | 0 | 0 |  |  |  |  | 1 | Gas heat generator |  | 100% | 1.05 | 53.3103 | 0 | 0 |  |  |  | 1 | Heat pump air source |  | 100% | 0.45 | 41.916 | 0 | 0 |  |  |  | 1 | Heat pump air source |  | 100% | 0.45 | 23.1348 | 0 | 0 |  |  |  | 1 | Gas heat generator |  | 100% | 1.05 | 83.6659 | 0 | 0 |  |  |  | 1 | Gas heat generator |  | 100% | 1.05 | 96.6644 | 0 | 0 |  |  |  | 1 | Gas heat generator |  | 100% | 1.05 | 79.5147 | 0 | 0 |  |  |  | 1 | Gas heat generator |  | 100% | 1.05 | 78.7162 | 0 | 0 |  |  |  | 1 | Gas heat generator |  | 100% | 1.05 | 108.1719 | 0 | 0 |  |  |  | 1 | Gas heat generator |  | 100% | 1.05 | 120.8008 | 0 | 0 |  |  |  | 1 | Gas heat generator |  | 100% | 1.05 | 107.3997 | 0 | 0 |  |  |  | 1 | Gas heat generator |  | 100% | 1.05 | 76.3851 | 0 | 0 |  |  |  | 1 | Gas heat generator |  | 100% | 1.05 | 118.4279 | 0 | 0 |  |  |  | 1 | Gas heat generator |  | 100% | 1.05 | 100.7839 | 0 | 0 |  |  |  | 1 | Gas heat generator |  | 100% | 1.05 | 109.5396 | 0 | 0 |  |  |  | 1 | Gas heat generator |  | 100% | 1.05 | 106.9301 | 0 | 0 |  |  |  | 1 | Gas heat generator |  | 100% | 1.05 | 98.1432 | 0 | 0 |  |  |  | 1 | Gas heat generator |  | 100% | 1.05 | 89.0062 | 0 | 0 |  |  |  | 1 | Gas heat generator |  | 100% | 1.05 | 103.3595 | 0 | 0
2 |  |  | 0 | [8 empty] | 2 |  |  | 0 | [7 empty] | 2 |  |  | 0 | [7 empty] | 2 |  |  | 0 | [7 empty] | 2 |  |  | 0 | [7 empty] | 2 |  |  | 0 | [7 empty] | 2 |  |  | 0 | [7 empty] | 2 |  |  | 0 | [7 empty] | 2 |  |  | 0 | [7 empty] | 2 |  |  | 0 | [7 empty] | 2 |  |  | 0 | [7 empty] | 2 |  |  | 0 | [7 empty] | 2 |  |  | 0 | [7 empty] | 2 |  |  | 0 | [7 empty] | 2 |  |  | 0 | [7 empty] | 2 |  |  | 0 | [7 empty] | 2 |  |  | 0 | [7 empty] | 2 |  |  | 0 | [7 empty] | 2 |  |  | 0
3 | [11 empty] | 3 | [10 empty] | 3 | [10 empty] | 3 | [10 empty] | 3 | [10 empty] | 3 | [10 empty] | 3 | [10 empty] | 3 | [10 empty] | 3 | [10 empty] | 3 | [10 empty] | 3 | [10 empty] | 3 | [10 empty] | 3 | [10 empty] | 3 | [10 empty] | 3 | [10 empty] | 3 | [10 empty] | 3 | [10 empty] | 3 | [10 empty] | 3
| Auxiliary energy (El) |  |  |  | 6.3 | [7 empty] | Auxiliary energy | [10 empty] | Auxiliary energy | [10 empty] | Auxiliary energy | [10 empty] | Auxiliary energy | [10 empty] | Auxiliary energy | [10 empty] | Auxiliary energy | [10 empty] | Auxiliary energy | [10 empty] | Auxiliary energy | [10 empty] | Auxiliary energy | [10 empty] | Auxiliary energy | [10 empty] | Auxiliary energy | [10 empty] | Auxiliary energy | [10 empty] | Auxiliary energy | [10 empty] | Auxiliary energy | [10 empty] | Auxiliary energy | [10 empty] | Auxiliary energy | [10 empty] | Auxiliary energy | [10 empty] | Auxiliary energy
| Heating |  |  |  | 2.8 | [7 empty] | Heating |  |  |  | 2.8 | [6 empty] | Heating |  |  |  | 2.8 | [6 empty] | Heating |  |  |  | 2.8 | [6 empty] | Heating |  |  |  | 2.8 | [6 empty] | Heating |  |  |  | 2.8 | [6 empty] | Heating |  |  |  | 2.8 | [6 empty] | Heating |  |  |  | 2.8 | [6 empty] | Heating |  |  |  | 2.8 | [6 empty] | Heating |  |  |  | 2.8 | [6 empty] | Heating |  |  |  | 2.8 | [6 empty] | Heating |  |  |  | 2.8 | [6 empty] | Heating |  |  |  | 2.8 | [6 empty] | Heating |  |  |  | 2.8 | [6 empty] | Heating |  |  |  | 2.8 | [6 empty] | Heating |  |  |  | 2.8 | [6 empty] | Heating |  |  |  | 2.8 | [6 empty] | Heating |  |  |  | 2.8 | [6 empty] | Heating |  |  |  | 2.8
| Ventilation |  |  |  | 3.5 | [7 empty] | Ventilation |  |  |  | 2.4 | [6 empty] | Ventilation |  |  |  | 4.2 | [6 empty] | Ventilation |  |  |  | 4.2 | [6 empty] | Ventilation |  |  |  | 2.4 | [6 empty] | Ventilation |  |  |  | 2.4 | [6 empty] | Ventilation |  |  |  | 2.4 | [6 empty] | Ventilation |  |  |  | 2.4 | [6 empty] | Ventilation |  |  |  | 2.4 | [6 empty] | Ventilation |  |  |  | 2.4 | [6 empty] | Ventilation |  |  |  | 2.4 | [6 empty] | Ventilation |  |  |  | 2.4 | [6 empty] | Ventilation |  |  |  | 2.4 | [6 empty] | Ventilation |  |  |  | 2.4 | [6 empty] | Ventilation |  |  |  | 2.4 | [6 empty] | Ventilation |  |  |  | 2.4 | [6 empty] | Ventilation |  |  |  | 2.4 | [6 empty] | Ventilation |  |  |  | 2.4 | [6 empty] | Ventilation |  |  |  | 2.4
| Domestic Hot Water System | [11 empty] | Domestic Hot Water System | [10 empty] | Domestic Hot Water System | [10 empty] | Domestic Hot Water System | [10 empty] | Domestic Hot Water System | [10 empty] | Domestic Hot Water System | [10 empty] | Domestic Hot Water System | [10 empty] | Domestic Hot Water System | [10 empty] | Domestic Hot Water System | [10 empty] | Domestic Hot Water System | [10 empty] | Domestic Hot Water System | [10 empty] | Domestic Hot Water System | [10 empty] | Domestic Hot Water System | [10 empty] | Domestic Hot Water System | [10 empty] | Domestic Hot Water System | [10 empty] | Domestic Hot Water System | [10 empty] | Domestic Hot Water System | [10 empty] | Domestic Hot Water System | [10 empty] | Domestic Hot Water System
| energy need space heating | + losses distribution and heat emission | + losses storage |  |  | heat generator output | [6 empty] | energy need space heating | + losses distribution and heat emission | + losses storage |  |  | heat generator output | [5 empty] | energy need space heating | + losses distribution and heat emission | + losses storage |  |  | heat generator output | [5 empty] | energy need space heating | + losses distribution and heat emission | + losses storage |  |  | heat generator output | [5 empty] | energy need space heating | + losses distribution and heat emission | + losses storage |  |  | heat generator output | [5 empty] | energy need space heating | + losses distribution and heat emission | + losses storage |  |  | heat generator output | [5 empty] | energy need space heating | + losses distribution and heat emission | + losses storage |  |  | heat generator output | [5 empty] | energy need space heating | + losses distribution and heat emission | + losses storage |  |  | heat generator output | [5 empty] | energy need space heating | + losses distribution and heat emission | + losses storage |  |  | heat generator output | [5 empty] | energy need space heating | + losses distribution and heat emission | + losses storage |  |  | heat generator output | [5 empty] | energy need space heating | + losses distribution and heat emission | + losses storage |  |  | heat generator output | [5 empty] | energy need space heating | + losses distribution and heat emission | + losses storage |  |  | heat generator output | [5 empty] | energy need space heating | + losses distribution and heat emission | + losses storage |  |  | heat generator output | [5 empty] | energy need space heating | + losses distribution and heat emission | + losses storage |  |  | heat generator output | [5 empty] | energy need space heating | + losses distribution and heat emission | + losses storage |  |  | heat generator output | [5 empty] | energy need space heating | + losses distribution and heat emission | + losses storage |  |  | heat generator output | [5 empty] | energy need space heating | + losses distribution and heat emission | + losses storage |  |  | heat generator output | [5 empty] | energy need space heating | + losses distribution and heat emission | + losses storage |  |  | heat generator output | [5 empty] | energy need space heating | + losses distribution and heat emission | + losses storage |  |  | heat generator output
[6 empty] | qg,h,out = qnd,h - qw,h - qve,h,rec + qd,h + qs,h | [11 empty] | qg,h,out = qnd,h - qw,h - qve,h,rec + qd,h + qs,h | [10 empty] | qg,h,out = qnd,h - qw,h - qve,h,rec + qd,h + qs,h | [10 empty] | qg,h,out = qnd,h - qw,h - qve,h,rec + qd,h + qs,h | [10 empty] | qg,h,out = qnd,h - qw,h - qve,h,rec + qd,h + qs,h | [10 empty] | qg,h,out = qnd,h - qw,h - qve,h,rec + qd,h + qs,h | [10 empty] | qg,h,out = qnd,h - qw,h - qve,h,rec + qd,h + qs,h | [10 empty] | qg,h,out = qnd,h - qw,h - qve,h,rec + qd,h + qs,h | [10 empty] | qg,h,out = qnd,h - qw,h - qve,h,rec + qd,h + qs,h | [10 empty] | qg,h,out = qnd,h - qw,h - qve,h,rec + qd,h + qs,h | [10 empty] | qg,h,out = qnd,h - qw,h - qve,h,rec + qd,h + qs,h | [10 empty] | qg,h,out = qnd,h - qw,h - qve,h,rec + qd,h + qs,h | [10 empty] | qg,h,out = qnd,h - qw,h - qve,h,rec + qd,h + qs,h | [10 empty] | qg,h,out = qnd,h - qw,h - qve,h,rec + qd,h + qs,h | [10 empty] | qg,h,out = qnd,h - qw,h - qve,h,rec + qd,h + qs,h | [10 empty] | qg,h,out = qnd,h - qw,h - qve,h,rec + qd,h + qs,h | [10 empty] | qg,h,out = qnd,h - qw,h - qve,h,rec + qd,h + qs,h | [10 empty] | qg,h,out = qnd,h - qw,h - qve,h,rec + qd,h + qs,h | [10 empty] | qg,h,out = qnd,h - qw,h - qve,h,rec + qd,h + qs,h
| 10 | 4.4 | 0 |  |  | 14.4 | [6 empty] | 10 | 4.4 | 0 |  |  | 14.4 | [5 empty] | 10 | 4.4 | 0 |  |  | 14.4 | [5 empty] | 10 | 4.4 | 0 |  |  | 14.4 | [5 empty] | 10 | 4.4 | 0 |  |  | 14.4 | [5 empty] | 10 | 4.4 | 0 |  |  | 14.4 | [5 empty] | 10 | 4.4 | 0 |  |  | 14.4 | [5 empty] | 10 | 4.4 | 0 |  |  | 14.4 | [5 empty] | 10 | 4.4 | 0 |  |  | 14.4 | [5 empty] | 10 | 4.4 | 0 |  |  | 14.4 | [5 empty] | 10 | 4.4 | 0 |  |  | 14.4 | [5 empty] | 10 | 4.4 | 0 |  |  | 14.4 | [5 empty] | 10 | 4.4 | 0 |  |  | 14.4 | [5 empty] | 10 | 4.4 | 0 |  |  | 14.4 | [5 empty] | 10 | 4.4 | 0 |  |  | 14.4 | [5 empty] | 10 | 4.4 | 0 |  |  | 14.4 | [5 empty] | 10 | 4.4 | 0 |  |  | 14.4 | [5 empty] | 10 | 4.4 | 0 |  |  | 14.4 | [5 empty] | 10 | 4.4 | 0 |  |  | 14.4
| Energyware for DHW |  | share | expenditure factor | delivered energy | CHP: expenditure factor electricity | electricity production | [5 empty] | Energyware for DHW |  | share | expenditure factor | delivered energy | CHP: expenditure factor electricity | electricity production |  |  |  |  | Energyware for DHW |  | share | expenditure factor | delivered energy | CHP: expenditure factor electricity | electricity production |  |  |  |  | Energyware for DHW |  | share | expenditure factor | delivered energy | CHP: expenditure factor electricity | electricity production |  |  |  |  | Energyware for DHW |  | share | expenditure factor | delivered energy | CHP: expenditure factor electricity | electricity production |  |  |  |  | Energyware for DHW |  | share | expenditure factor | delivered energy | CHP: expenditure factor electricity | electricity production |  |  |  |  | Energyware for DHW |  | share | expenditure factor | delivered energy | CHP: expenditure factor electricity | electricity production |  |  |  |  | Energyware for DHW |  | share | expenditure factor | delivered energy | CHP: expenditure factor electricity | electricity production |  |  |  |  | Energyware for DHW |  | share | expenditure factor | delivered energy | CHP: expenditure factor electricity | electricity production |  |  |  |  | Energyware for DHW |  | share | expenditure factor | delivered energy | CHP: expenditure factor electricity | electricity production |  |  |  |  | Energyware for DHW |  | share | expenditure factor | delivered energy | CHP: expenditure factor electricity | electricity production |  |  |  |  | Energyware for DHW |  | share | expenditure factor | delivered energy | CHP: expenditure factor electricity | electricity production |  |  |  |  | Energyware for DHW |  | share | expenditure factor | delivered energy | CHP: expenditure factor electricity | electricity production |  |  |  |  | Energyware for DHW |  | share | expenditure factor | delivered energy | CHP: expenditure factor electricity | electricity production |  |  |  |  | Energyware for DHW |  | share | expenditure factor | delivered energy | CHP: expenditure factor electricity | electricity production |  |  |  |  | Energyware for DHW |  | share | expenditure factor | delivered energy | CHP: expenditure factor electricity | electricity production |  |  |  |  | Energyware for DHW |  | share | expenditure factor | delivered energy | CHP: expenditure factor electricity | electricity production |  |  |  |  | Energyware for DHW |  | share | expenditure factor | delivered energy | CHP: expenditure factor electricity | electricity production |  |  |  |  | Energyware for DHW |  | share | expenditure factor | delivered energy | CHP: expenditure factor electricity | electricity production
|  |  | and,h,i | eg,h,i | qdel,h,i | eg,el,h,i | qprod,el,h,i | [7 empty] | and,h,i | eg,h,i | qdel,h,i | eg,el,h,i | qprod,el,h,i | [6 empty] | and,h,i | eg,h,i | qdel,h,i | eg,el,h,i | qprod,el,h,i | [6 empty] | and,h,i | eg,h,i | qdel,h,i | eg,el,h,i | qprod,el,h,i | [6 empty] | and,h,i | eg,h,i | qdel,h,i | eg,el,h,i | qprod,el,h,i | [6 empty] | and,h,i | eg,h,i | qdel,h,i | eg,el,h,i | qprod,el,h,i | [6 empty] | and,h,i | eg,h,i | qdel,h,i | eg,el,h,i | qprod,el,h,i | [6 empty] | and,h,i | eg,h,i | qdel,h,i | eg,el,h,i | qprod,el,h,i | [6 empty] | and,h,i | eg,h,i | qdel,h,i | eg,el,h,i | qprod,el,h,i | [6 empty] | and,h,i | eg,h,i | qdel,h,i | eg,el,h,i | qprod,el,h,i | [6 empty] | and,h,i | eg,h,i | qdel,h,i | eg,el,h,i | qprod,el,h,i | [6 empty] | and,h,i | eg,h,i | qdel,h,i | eg,el,h,i | qprod,el,h,i | [6 empty] | and,h,i | eg,h,i | qdel,h,i | eg,el,h,i | qprod,el,h,i | [6 empty] | and,h,i | eg,h,i | qdel,h,i | eg,el,h,i | qprod,el,h,i | [6 empty] | and,h,i | eg,h,i | qdel,h,i | eg,el,h,i | qprod,el,h,i | [6 empty] | and,h,i | eg,h,i | qdel,h,i | eg,el,h,i | qprod,el,h,i | [6 empty] | and,h,i | eg,h,i | qdel,h,i | eg,el,h,i | qprod,el,h,i | [6 empty] | and,h,i | eg,h,i | qdel,h,i | eg,el,h,i | qprod,el,h,i | [6 empty] | and,h,i | eg,h,i | qdel,h,i | eg,el,h,i | qprod,el,h,i
1 | Gas heat generator |  | 100% | 1.11 | 15.984 | 0 | 0 |  |  |  |  | 1 | Gas heat generator |  | 100% | 1.11 | 15.984 | 0 | 0 |  |  |  | 1 | El PV |  | 100% | 1.11 | 15.984 | 0 | 0 |  |  |  | 1 | El PV |  | 100% | 1.11 | 15.984 | 0 | 0 |  |  |  | 1 | Gas heat generator |  | 100% | 1.11 | 15.984 | 0 | 0 |  |  |  | 1 | Gas heat generator |  | 100% | 1.11 | 15.984 | 0 | 0 |  |  |  | 1 | Gas heat generator |  | 100% | 1.11 | 15.984 | 0 | 0 |  |  |  | 1 | Gas heat generator |  | 100% | 1.11 | 15.984 | 0 | 0 |  |  |  | 1 | Gas heat generator |  | 100% | 1.11 | 15.984 | 0 | 0 |  |  |  | 1 | Gas heat generator |  | 100% | 1.11 | 15.984 | 0 | 0 |  |  |  | 1 | Gas heat generator |  | 100% | 1.11 | 15.984 | 0 | 0 |  |  |  | 1 | Gas heat generator |  | 100% | 1.11 | 15.984 | 0 | 0 |  |  |  | 1 | Gas heat generator |  | 100% | 1.11 | 15.984 | 0 | 0 |  |  |  | 1 | Gas heat generator |  | 100% | 1.11 | 15.984 | 0 | 0 |  |  |  | 1 | Gas heat generator |  | 100% | 1.11 | 15.984 | 0 | 0 |  |  |  | 1 | Gas heat generator |  | 100% | 1.11 | 15.984 | 0 | 0 |  |  |  | 1 | Gas heat generator |  | 100% | 1.11 | 15.984 | 0 | 0 |  |  |  | 1 | Gas heat generator |  | 100% | 1.11 | 15.984 | 0 | 0 |  |  |  | 1 | Gas heat generator |  | 100% | 1.11 | 15.984 | 0 | 0
2 |  |  | 0 | [8 empty] | 2 |  |  | 0 | [7 empty] | 2 |  |  | 0 | [7 empty] | 2 |  |  | 0 | [7 empty] | 2 |  |  | 0 | [7 empty] | 2 |  |  | 0 | [7 empty] | 2 |  |  | 0 | [7 empty] | 2 |  |  | 0 | [7 empty] | 2 |  |  | 0 | [7 empty] | 2 |  |  | 0 | [7 empty] | 2 |  |  | 0 | [7 empty] | 2 |  |  | 0 | [7 empty] | 2 |  |  | 0 | [7 empty] | 2 |  |  | 0 | [7 empty] | 2 |  |  | 0 | [7 empty] | 2 |  |  | 0 | [7 empty] | 2 |  |  | 0 | [7 empty] | 2 |  |  | 0 | [7 empty] | 2 |  |  | 0
3 | [11 empty] | 3 | [10 empty] | 3 | [10 empty] | 3 | [10 empty] | 3 | [10 empty] | 3 | [10 empty] | 3 | [10 empty] | 3 | [10 empty] | 3 | [10 empty] | 3 | [10 empty] | 3 | [10 empty] | 3 | [10 empty] | 3 | [10 empty] | 3 | [10 empty] | 3 | [10 empty] | 3 | [10 empty] | 3 | [10 empty] | 3 | [10 empty] | 3
| Auxiliary energy (energy consumed by fans, pumps and controls) |  |  |  | 0 | [7 empty] | Auxiliary energy (energy consumed by fans, pumps and controls) |  |  |  | 0 | [6 empty] | Auxiliary energy |  |  |  | 0 | [6 empty] | Auxiliary energy |  |  |  | 0 | [6 empty] | Auxiliary energy (energy consumed by fans, pumps and controls) |  |  |  | 0 | [6 empty] | Auxiliary energy (energy consumed by fans, pumps and controls) |  |  |  | 0 | [6 empty] | Auxiliary energy (energy consumed by fans, pumps and controls) |  |  |  | 0 | [6 empty] | Auxiliary energy (energy consumed by fans, pumps and controls) |  |  |  | 0 | [6 empty] | Auxiliary energy (energy consumed by fans, pumps and controls) |  |  |  | 0 | [6 empty] | Auxiliary energy (energy consumed by fans, pumps and controls) |  |  |  | 0 | [6 empty] | Auxiliary energy (energy consumed by fans, pumps and controls) |  |  |  | 0 | [6 empty] | Auxiliary energy (energy consumed by fans, pumps and controls) |  |  |  | 0 | [6 empty] | Auxiliary energy (energy consumed by fans, pumps and controls) |  |  |  | 0 | [6 empty] | Auxiliary energy (energy consumed by fans, pumps and controls) |  |  |  | 0 | [6 empty] | Auxiliary energy (energy consumed by fans, pumps and controls) |  |  |  | 0 | [6 empty] | Auxiliary energy (energy consumed by fans, pumps and controls) |  |  |  | 0 | [6 empty] | Auxiliary energy (energy consumed by fans, pumps and controls) |  |  |  | 0 | [6 empty] | Auxiliary energy (energy consumed by fans, pumps and controls) |  |  |  | 0 | [6 empty] | Auxiliary energy (energy consumed by fans, pumps and controls) |  |  |  | 0
| Energy Carrier Assessment | [11 empty] | Energy Carrier Assessment | [10 empty] | Energy Carrier Assessment | [10 empty] | Energy Carrier Assessment | [10 empty] | Energy Carrier Assessment | [10 empty] | Energy Carrier Assessment | [10 empty] | Energy Carrier Assessment | [10 empty] | Energy Carrier Assessment | [10 empty] | Energy Carrier Assessment | [10 empty] | Energy Carrier Assessment | [10 empty] | Energy Carrier Assessment | [10 empty] | Energy Carrier Assessment | [10 empty] | Energy Carrier Assessment | [10 empty] | Energy Carrier Assessment | [10 empty] | Energy Carrier Assessment | [10 empty] | Energy Carrier Assessment | [10 empty] | Energy Carrier Assessment | [10 empty] | Energy Carrier Assessment | [10 empty] | Energy Carrier Assessment
| Heating (+Ventilation system) |  | delivered energy | total primary energy |  | carbon dioxide emissions | [6 empty] | Heating (+Ventilation system) |  | delivered energy | total primary energy |  | carbon dioxide emissions | [5 empty] | Heating (+Ventilation system) |  | delivered energy | total primary energy |  | carbon dioxide emissions | [5 empty] | Heating (+Ventilation system) |  | delivered energy | total primary energy |  | carbon dioxide emissions | [5 empty] | Heating (+Ventilation system) |  | delivered energy | total primary energy |  | carbon dioxide emissions | [5 empty] | Heating (+Ventilation system) |  | delivered energy | total primary energy |  | carbon dioxide emissions | [5 empty] | Heating (+Ventilation system) |  | delivered energy | total primary energy |  | carbon dioxide emissions | [5 empty] | Heating (+Ventilation system) |  | delivered energy | total primary energy |  | carbon dioxide emissions | [5 empty] | Heating (+Ventilation system) |  | delivered energy | total primary energy |  | carbon dioxide emissions | [5 empty] | Heating (+Ventilation system) |  | delivered energy | total primary energy |  | carbon dioxide emissions | [5 empty] | Heating (+Ventilation system) |  | delivered energy | total primary energy |  | carbon dioxide emissions | [5 empty] | Heating (+Ventilation system) |  | delivered energy | total primary energy |  | carbon dioxide emissions | [5 empty] | Heating (+Ventilation system) |  | delivered energy | total primary energy |  | carbon dioxide emissions | [5 empty] | Heating (+Ventilation system) |  | delivered energy | total primary energy |  | carbon dioxide emissions | [5 empty] | Heating (+Ventilation system) |  | delivered energy | total primary energy |  | carbon dioxide emissions | [5 empty] | Heating (+Ventilation system) |  | delivered energy | total primary energy |  | carbon dioxide emissions | [5 empty] | Heating (+Ventilation system) |  | delivered energy | total primary energy |  | carbon dioxide emissions | [5 empty] | Heating (+Ventilation system) |  | delivered energy | total primary energy |  | carbon dioxide emissions | [5 empty] | Heating (+Ventilation system) |  | delivered energy | total primary energy |  | carbon dioxide emissions
|  |  | qdel,i | fp,total,i | qp,total,i = qdel,i fp,total,i | fCO2,i | mCO2,i = qdel,i fCO2,i | [7 empty] | qdel,i | fp,total,i | qp,total,i = qdel,i fp,total,i | fCO2,i | mCO2,i = qdel,i fCO2,i | [6 empty] | qdel,i | fp,total,i | qp,total,i = qdel,i fp,total,i | fCO2,i | mCO2,i = qdel,i fCO2,i | [6 empty] | qdel,i | fp,total,i | qp,total,i = qdel,i fp,total,i | fCO2,i | mCO2,i = qdel,i fCO2,i | [6 empty] | qdel,i | fp,total,i | qp,total,i = qdel,i fp,total,i | fCO2,i | mCO2,i = qdel,i fCO2,i | [6 empty] | qdel,i | fp,total,i | qp,total,i = qdel,i fp,total,i | fCO2,i | mCO2,i = qdel,i fCO2,i | [6 empty] | qdel,i | fp,total,i | qp,total,i = qdel,i fp,total,i | fCO2,i | mCO2,i = qdel,i fCO2,i | [6 empty] | qdel,i | fp,total,i | qp,total,i = qdel,i fp,total,i | fCO2,i | mCO2,i = qdel,i fCO2,i | [6 empty] | qdel,i | fp,total,i | qp,total,i = qdel,i fp,total,i | fCO2,i | mCO2,i = qdel,i fCO2,i | [6 empty] | qdel,i | fp,total,i | qp,total,i = qdel,i fp,total,i | fCO2,i | mCO2,i = qdel,i fCO2,i | [6 empty] | qdel,i | fp,total,i | qp,total,i = qdel,i fp,total,i | fCO2,i | mCO2,i = qdel,i fCO2,i | [6 empty] | qdel,i | fp,total,i | qp,total,i = qdel,i fp,total,i | fCO2,i | mCO2,i = qdel,i fCO2,i | [6 empty] | qdel,i | fp,total,i | qp,total,i = qdel,i fp,total,i | fCO2,i | mCO2,i = qdel,i fCO2,i | [6 empty] | qdel,i | fp,total,i | qp,total,i = qdel,i fp,total,i | fCO2,i | mCO2,i = qdel,i fCO2,i | [6 empty] | qdel,i | fp,total,i | qp,total,i = qdel,i fp,total,i | fCO2,i | mCO2,i = qdel,i fCO2,i | [6 empty] | qdel,i | fp,total,i | qp,total,i = qdel,i fp,total,i | fCO2,i | mCO2,i = qdel,i fCO2,i | [6 empty] | qdel,i | fp,total,i | qp,total,i = qdel,i fp,total,i | fCO2,i | mCO2,i = qdel,i fCO2,i | [6 empty] | qdel,i | fp,total,i | qp,total,i = qdel,i fp,total,i | fCO2,i | mCO2,i = qdel,i fCO2,i | [6 empty] | qdel,i | fp,total,i | qp,total,i = qdel,i fp,total,i | fCO2,i | mCO2,i = qdel,i fCO2,i
|  |  | kWh/m2a |  | kWh/m2a | g/kWh | kg/m2a | [7 empty] | kWh/m2a |  | kWh/m2a | g/kWh | kg/m2a | [6 empty] | kWh/m2a |  | kWh/m2a | g/kWh | kg/m2a | [6 empty] | kWh/m2a |  | kWh/m2a | g/kWh | kg/m2a | [6 empty] | kWh/m2a |  | kWh/m2a | g/kWh | kg/m2a | [6 empty] | kWh/m2a |  | kWh/m2a | g/kWh | kg/m2a | [6 empty] | kWh/m2a |  | kWh/m2a | g/kWh | kg/m2a | [6 empty] | kWh/m2a |  | kWh/m2a | g/kWh | kg/m2a | [6 empty] | kWh/m2a |  | kWh/m2a | g/kWh | kg/m2a | [6 empty] | kWh/m2a |  | kWh/m2a | g/kWh | kg/m2a | [6 empty] | kWh/m2a |  | kWh/m2a | g/kWh | kg/m2a | [6 empty] | kWh/m2a |  | kWh/m2a | g/kWh | kg/m2a | [6 empty] | kWh/m2a |  | kWh/m2a | g/kWh | kg/m2a | [6 empty] | kWh/m2a |  | kWh/m2a | g/kWh | kg/m2a | [6 empty] | kWh/m2a |  | kWh/m2a | g/kWh | kg/m2a | [6 empty] | kWh/m2a |  | kWh/m2a | g/kWh | kg/m2a | [6 empty] | kWh/m2a |  | kWh/m2a | g/kWh | kg/m2a | [6 empty] | kWh/m2a |  | kWh/m2a | g/kWh | kg/m2a | [6 empty] | kWh/m2a |  | kWh/m2a | g/kWh | kg/m2a
| Gas |  | 129.5863 | 1.05 | 136.0656 | 277 | 35.8954 | [5 empty] | Gas |  | 53.3103 | 1.05 | 55.9758 | 277 | 14.7669 |  |  |  |  | EL PV |  | 48.916 | 2.5 | 122.2901 | 617 | 30.1812 |  |  |  |  | EL PV |  | 30.1348 | 2.5 | 75.337 | 617 | 18.5932 |  |  |  |  | Gas |  | 83.6659 | 1.05 | 87.8492 | 277 | 23.1755 |  |  |  |  | Gas |  | 96.6644 | 1.05 | 101.4976 | 277 | 26.776 |  |  |  |  | Gas |  | 79.5147 | 1.05 | 83.4904 | 277 | 22.0256 |  |  |  |  | Gas |  | 78.7162 | 1.05 | 82.652 | 277 | 21.8044 |  |  |  |  | Gas |  | 108.1719 | 1.05 | 113.5805 | 277 | 29.9636 |  |  |  |  | Gas |  | 120.8008 | 1.05 | 126.8408 | 277 | 33.4618 |  |  |  |  | Gas |  | 107.3997 | 1.05 | 112.7697 | 277 | 29.7497 |  |  |  |  | Gas |  | 76.3851 | 1.05 | 80.2044 | 277 | 21.1587 |  |  |  |  | Gas |  | 118.4279 | 1.05 | 124.3493 | 277 | 32.8045 |  |  |  |  | Gas |  | 100.7839 | 1.05 | 105.823 | 277 | 27.9171 |  |  |  |  | Gas |  | 109.5396 | 1.05 | 115.0166 | 277 | 30.3425 |  |  |  |  | Gas |  | 106.9301 | 1.05 | 112.2766 | 277 | 29.6196 |  |  |  |  | Gas |  | 98.1432 | 1.05 | 103.0504 | 277 | 27.1857 |  |  |  |  | Gas |  | 89.0062 | 1.05 | 93.4566 | 277 | 24.6547 |  |  |  |  | Gas |  | 103.3595 | 1.05 | 108.5274 | 277 | 28.6306
| Auxiliary electricity |  | 6.3 | 2.5 | 15.75 | 617 | 3.8871 | [5 empty] | Auxiliary electricity |  | 5.2 | 2.5 | 13 | 617 | 3.2084 | [26 empty] | Auxiliary electricity |  | 5.2 | 2.5 | 13 | 617 | 3.2084 |  |  |  |  | Auxiliary electricity |  | 5.2 | 2.5 | 13 | 617 | 3.2084 |  |  |  |  | Auxiliary electricity |  | 5.2 | 2.5 | 13 | 617 | 3.2084 |  |  |  |  | Auxiliary electricity |  | 5.2 | 2.5 | 13 | 617 | 3.2084 |  |  |  |  | Auxiliary electricity |  | 5.2 | 2.5 | 13 | 617 | 3.2084 |  |  |  |  | Auxiliary electricity |  | 5.2 | 2.5 | 13 | 617 | 3.2084 |  |  |  |  | Auxiliary electricity |  | 5.2 | 2.5 | 13 | 617 | 3.2084 |  |  |  |  | Auxiliary electricity |  | 5.2 | 2.5 | 13 | 617 | 3.2084 |  |  |  |  | Auxiliary electricity |  | 5.2 | 2.5 | 13 | 617 | 3.2084 |  |  |  |  | Auxiliary electricity |  | 5.2 | 2.5 | 13 | 617 | 3.2084 |  |  |  |  | Auxiliary electricity |  | 5.2 | 2.5 | 13 | 617 | 3.2084 |  |  |  |  | Auxiliary electricity |  | 5.2 | 2.5 | 13 | 617 | 3.2084 |  |  |  |  | Auxiliary electricity |  | 5.2 | 2.5 | 13 | 617 | 3.2084 |  |  |  |  | Auxiliary electricity |  | 5.2 | 2.5 | 13 | 617 | 3.2084 |  |  |  |  | Auxiliary electricity |  | 5.2 | 2.5 | 13 | 617 | 3.2084
| Domestic Hot Water |  | delivered energy | total primary energy |  | carbon dioxide emissions | [6 empty] | Domestic Hot Water |  | delivered energy | total primary energy |  | carbon dioxide emissions | [5 empty] | Domestic Hot Water |  | delivered energy | total primary energy |  | carbon dioxide emissions | [5 empty] | Domestic Hot Water |  | delivered energy | total primary energy |  | carbon dioxide emissions | [5 empty] | Domestic Hot Water |  | delivered energy | total primary energy |  | carbon dioxide emissions | [5 empty] | Domestic Hot Water |  | delivered energy | total primary energy |  | carbon dioxide emissions | [5 empty] | Domestic Hot Water |  | delivered energy | total primary energy |  | carbon dioxide emissions | [5 empty] | Domestic Hot Water |  | delivered energy | total primary energy |  | carbon dioxide emissions | [5 empty] | Domestic Hot Water |  | delivered energy | total primary energy |  | carbon dioxide emissions | [5 empty] | Domestic Hot Water |  | delivered energy | total primary energy |  | carbon dioxide emissions | [5 empty] | Domestic Hot Water |  | delivered energy | total primary energy |  | carbon dioxide emissions | [5 empty] | Domestic Hot Water |  | delivered energy | total primary energy |  | carbon dioxide emissions | [5 empty] | Domestic Hot Water |  | delivered energy | total primary energy |  | carbon dioxide emissions | [5 empty] | Domestic Hot Water |  | delivered energy | total primary energy |  | carbon dioxide emissions | [5 empty] | Domestic Hot Water |  | delivered energy | total primary energy |  | carbon dioxide emissions | [5 empty] | Domestic Hot Water |  | delivered energy | total primary energy |  | carbon dioxide emissions | [5 empty] | Domestic Hot Water |  | delivered energy | total primary energy |  | carbon dioxide emissions | [5 empty] | Domestic Hot Water |  | delivered energy | total primary energy |  | carbon dioxide emissions | [5 empty] | Domestic Hot Water |  | delivered energy | total primary energy |  | carbon dioxide emissions
|  |  | qdel,i | fp,total,i | qp,total,i = qdel,i fp,total,i | fCO2,i | mCO2,i = qdel,i fCO2,i | [7 empty] | qdel,i | fp,total,i | qp,total,i = qdel,i fp,total,i | fCO2,i | mCO2,i = qdel,i fCO2,i | [6 empty] | qdel,i | fp,total,i | qp,total,i = qdel,i fp,total,i | fCO2,i | mCO2,i = qdel,i fCO2,i | [6 empty] | qdel,i | fp,total,i | qp,total,i = qdel,i fp,total,i | fCO2,i | mCO2,i = qdel,i fCO2,i | [6 empty] | qdel,i | fp,total,i | qp,total,i = qdel,i fp,total,i | fCO2,i | mCO2,i = qdel,i fCO2,i | [6 empty] | qdel,i | fp,total,i | qp,total,i = qdel,i fp,total,i | fCO2,i | mCO2,i = qdel,i fCO2,i | [6 empty] | qdel,i | fp,total,i | qp,total,i = qdel,i fp,total,i | fCO2,i | mCO2,i = qdel,i fCO2,i | [6 empty] | qdel,i | fp,total,i | qp,total,i = qdel,i fp,total,i | fCO2,i | mCO2,i = qdel,i fCO2,i | [6 empty] | qdel,i | fp,total,i | qp,total,i = qdel,i fp,total,i | fCO2,i | mCO2,i = qdel,i fCO2,i | [6 empty] | qdel,i | fp,total,i | qp,total,i = qdel,i fp,total,i | fCO2,i | mCO2,i = qdel,i fCO2,i | [6 empty] | qdel,i | fp,total,i | qp,total,i = qdel,i fp,total,i | fCO2,i | mCO2,i = qdel,i fCO2,i | [6 empty] | qdel,i | fp,total,i | qp,total,i = qdel,i fp,total,i | fCO2,i | mCO2,i = qdel,i fCO2,i | [6 empty] | qdel,i | fp,total,i | qp,total,i = qdel,i fp,total,i | fCO2,i | mCO2,i = qdel,i fCO2,i | [6 empty] | qdel,i | fp,total,i | qp,total,i = qdel,i fp,total,i | fCO2,i | mCO2,i = qdel,i fCO2,i | [6 empty] | qdel,i | fp,total,i | qp,total,i = qdel,i fp,total,i | fCO2,i | mCO2,i = qdel,i fCO2,i | [6 empty] | qdel,i | fp,total,i | qp,total,i = qdel,i fp,total,i | fCO2,i | mCO2,i = qdel,i fCO2,i | [6 empty] | qdel,i | fp,total,i | qp,total,i = qdel,i fp,total,i | fCO2,i | mCO2,i = qdel,i fCO2,i | [6 empty] | qdel,i | fp,total,i | qp,total,i = qdel,i fp,total,i | fCO2,i | mCO2,i = qdel,i fCO2,i | [6 empty] | qdel,i | fp,total,i | qp,total,i = qdel,i fp,total,i | fCO2,i | mCO2,i = qdel,i fCO2,i
|  |  | kWh/m2a |  | kWh/m2a | g/kWh | kg/m2a | [7 empty] | kWh/m2a |  | kWh/m2a | g/kWh | kg/m2a | [6 empty] | kWh/m2a |  | kWh/m2a | g/kWh | kg/m2a | [6 empty] | kWh/m2a |  | kWh/m2a | g/kWh | kg/m2a | [6 empty] | kWh/m2a |  | kWh/m2a | g/kWh | kg/m2a | [6 empty] | kWh/m2a |  | kWh/m2a | g/kWh | kg/m2a | [6 empty] | kWh/m2a |  | kWh/m2a | g/kWh | kg/m2a | [6 empty] | kWh/m2a |  | kWh/m2a | g/kWh | kg/m2a | [6 empty] | kWh/m2a |  | kWh/m2a | g/kWh | kg/m2a | [6 empty] | kWh/m2a |  | kWh/m2a | g/kWh | kg/m2a | [6 empty] | kWh/m2a |  | kWh/m2a | g/kWh | kg/m2a | [6 empty] | kWh/m2a |  | kWh/m2a | g/kWh | kg/m2a | [6 empty] | kWh/m2a |  | kWh/m2a | g/kWh | kg/m2a | [6 empty] | kWh/m2a |  | kWh/m2a | g/kWh | kg/m2a | [6 empty] | kWh/m2a |  | kWh/m2a | g/kWh | kg/m2a | [6 empty] | kWh/m2a |  | kWh/m2a | g/kWh | kg/m2a | [6 empty] | kWh/m2a |  | kWh/m2a | g/kWh | kg/m2a | [6 empty] | kWh/m2a |  | kWh/m2a | g/kWh | kg/m2a | [6 empty] | kWh/m2a |  | kWh/m2a | g/kWh | kg/m2a
| Gas |  | 2.8 | 1.05 | 2.94 | 277 | 0.7756 | [5 empty] | Gas |  | 2.8 | 1.05 | 2.94 | 277 | 0.7756 |  |  |  |  | Gas |  | 2.8 | 1.05 | 2.94 | 277 | 0.7756 |  |  |  |  | Gas |  | 2.8 | 1.05 | 2.94 | 277 | 0.7756 |  |  |  |  | Gas |  | 2.8 | 1.05 | 2.94 | 277 | 0.7756 |  |  |  |  | Gas |  | 2.8 | 1.05 | 2.94 | 277 | 0.7756 |  |  |  |  | Gas |  | 2.8 | 1.05 | 2.94 | 277 | 0.7756 |  |  |  |  | Gas |  | 2.8 | 1.05 | 2.94 | 277 | 0.7756 |  |  |  |  | Gas |  | 2.8 | 1.05 | 2.94 | 277 | 0.7756 |  |  |  |  | Gas |  | 2.8 | 1.05 | 2.94 | 277 | 0.7756 |  |  |  |  | Gas |  | 2.8 | 1.05 | 2.94 | 277 | 0.7756 |  |  |  |  | Gas |  | 2.8 | 1.05 | 2.94 | 277 | 0.7756 |  |  |  |  | Gas |  | 2.8 | 1.05 | 2.94 | 277 | 0.7756 |  |  |  |  | Gas |  | 2.8 | 1.05 | 2.94 | 277 | 0.7756 |  |  |  |  | Gas |  | 2.8 | 1.05 | 2.94 | 277 | 0.7756 |  |  |  |  | Gas |  | 2.8 | 1.05 | 2.94 | 277 | 0.7756 |  |  |  |  | Gas |  | 2.8 | 1.05 | 2.94 | 277 | 0.7756 |  |  |  |  | Gas |  | 2.8 | 1.05 | 2.94 | 277 | 0.7756 |  |  |  |  | Gas |  | 2.8 | 1.05 | 2.94 | 277 | 0.7756
| Auxiliary electricity |  | 0 | 2.5 | 0 | 617 | 0 | [5 empty] | Auxiliary electricity |  | 0 | 2.5 | 0 | 617 | 0 |  |  |  |  | Auxiliary electricity |  | 0 | 2.5 | 0 | 617 | 0 |  |  |  |  | Auxiliary electricity |  | 0 | 2.5 | 0 | 617 | 0 |  |  |  |  | Auxiliary electricity |  | 0 | 2.5 | 0 | 617 | 0 |  |  |  |  | Auxiliary electricity |  | 0 | 2.5 | 0 | 617 | 0 |  |  |  |  | Auxiliary electricity |  | 0 | 2.5 | 0 | 617 | 0 |  |  |  |  | Auxiliary electricity |  | 0 | 2.5 | 0 | 617 | 0 |  |  |  |  | Auxiliary electricity |  | 0 | 2.5 | 0 | 617 | 0 |  |  |  |  | Auxiliary electricity |  | 0 | 2.5 | 0 | 617 | 0 |  |  |  |  | Auxiliary electricity |  | 0 | 2.5 | 0 | 617 | 0 |  |  |  |  | Auxiliary electricity |  | 0 | 2.5 | 0 | 617 | 0 |  |  |  |  | Auxiliary electricity |  | 0 | 2.5 | 0 | 617 | 0 |  |  |  |  | Auxiliary electricity |  | 0 | 2.5 | 0 | 617 | 0 |  |  |  |  | Auxiliary electricity |  | 0 | 2.5 | 0 | 617 | 0 |  |  |  |  | Auxiliary electricity |  | 0 | 2.5 | 0 | 617 | 0 |  |  |  |  | Auxiliary electricity |  | 0 | 2.5 | 0 | 617 | 0 |  |  |  |  | Auxiliary electricity |  | 0 | 2.5 | 0 | 617 | 0 |  |  |  |  | Auxiliary electricity |  | 0 | 2.5 | 0 | 617 | 0

## SD75-91_COST
|  | Insulation thickness [cm] | Element area (m2) | Construction cost index Germany (2022) | Specific costs [EUR/m2 element] (base 2015) | Specific net costs (excl. German taxes [EUR]) | Specific costs with Dutch taxes [EUR] | Total costs with Dutch index (FINAL) | Subsidy amount |  | Specific enegy need per year [kWh/m2/year] | Heat pump capacity [kW]
Facade/Außenwand WDVS | [5 empty] | 0.19 | 0.21 | 0.84886
| moderate | 0.57426 | 96.6 | 1.373 | 29.3598 | 23.7814 | 28.7755 | 2359.594 | 1835.4
| deep | 11.2064 | 96.6 | 1.373 | 70.3801 | 57.0079 | 68.9796 | 5656.3255 | 1835.4
Roof (energiebedingte Mehrkosten)
| moderate | 7.0398 | 73.4 | 1.373 | 68.8206 | 55.7447 | 67.4511 | 4202.637 | 1101
| deep | 16.4148 | 73.4 | 1.373 | 99.327 | 80.4549 | 97.3504 | 6065.5533 | 1101
Cellar (unterseitige Dämmung mit Bekleidung)
| moderate | 7.0398 | 66 | 1.373 | 89.467 | 72.4682 | 87.6866 | 4912.6264 | 198
| deep | 7.5027 | 66 | 1.373 | 90.4522 | 73.2663 | 88.6522 | 4966.7267 | 198
Windows double glazing (Fenster 2 WSL & 3 WSL) |  | Window area total [m2] | Window area total [m2]
| double -glass | Double glazing | 26.4 | 1.373 | 487.5227 | 394.8934 | 477.821 | 10707.9383 | 607.2
Doors | moderate | U1.5 | 1.9 | 1.373 | 1967.509 | 1593.6823 | 1928.3556 | 3110.1221
| heat pump only | [7 empty] | Costs with subsidy (heat pump) | Costs with subsidy (gas boiler) | 118.0155 | 9.7363
TOTAL COSTS | deep full | [6 empty] | 27396.5437 | 19913.3437 | 19913.3437 | 45.3717 | 3.7432
| deep walls and floor | [6 empty] | 10623.0522 | 6556.2522 | 6556.2522 | 87.4046 | 7.2109
| deep walls and double glazing | [6 empty] | 16364.2638 | 11479.0638 | 11479.0638 | 70.3283 | 5.8021
| deep walls and roof | [6 empty] | 11721.8788 | 5849.0788 | 5849.0788 | 74.2818 | 6.1283
| deep floor and double glazing | [6 empty] | 15674.665 | 14064.265 | 14064.265 | 70.3283 | 7.1496
| deep floor and roof | [6 empty] | 11032.2799 | 8434.2799 | 8434.2799 | 86.6613 | 5.8021
| deep roof and double glazing | [6 empty] | 14910.5753 | 11494.1753 | 11494.1753 | 69.5678 | 5.7393
| deep walls | [6 empty] | 5656.3255 | 1985.5255 | 3820.9255 | 97.6208 | 8.0537
| deep floor | [6 empty] | 4966.7267 | 4570.7267 | 4768.7267 | 109.6484 | 9.046
| deep roof | [6 empty] | 6065.5533 | 3863.5533 | 4964.5533 | 96.8854 | 7.993
| moderate full | [6 empty] | 22182.7957 | 14699.5957 | 14699.5957 | 67.3477 | 5.5562
| moderate walls and floor | [6 empty] | 7272.2204 | 3205.4204 | 3205.4204 | 107.3884 | 8.8595
| moderate walls and double glazing | [6 empty] | 13067.5323 | 8182.3323 | 8182.3323 | 90.5846 | 7.4732
| moderate walls and roof | [6 empty] | 6562.231 | 689.431 | 689.431 | 98.9234 | 8.1612
| moderate floor and roof | [6 empty] | 9115.2634 | 6517.2634 | 6517.2634 | 96.4382 | 7.9562
| moderate floor and double glazing | [6 empty] | 15620.5647 | 14010.1647 | 14010.1647 | 88.0697 | 7.2658
| moderate roof and double glazing | [6 empty] | 14910.5753 | 11494.1753 | 11494.1753 | 79.3679 | 6.5478
| double glazing | [6 empty] | 10707.9383 | 9493.5383 | 10100.7383 | 93.0376 | 7.6756

## TB65-74
TB65-74
| Reference area (conditioned flloor area) | 116.6
| AC,ref | m2
Energy balance calculation - Building Performance
Existing state | [10 empty] | Deep full retrofit | [10 empty] | Deep walls+floor | [10 empty] | Deep walls+double-glazing | [10 empty] | Deep walls+roof | [10 empty] | Deep floor+roof | [10 empty] | Deep floor+double-glazing | [10 empty] | Deep roof+double-glazing | [10 empty] | Deep walls | [10 empty] | Deep floor | [10 empty] | Deep roof | [10 empty] | Moderate full retrofit | [10 empty] | Moderate walls+floor retrofit | [10 empty] | Moderate walls+double glazing retrofit | [10 empty] | Moderate walls+roof retrofit | [10 empty] | Moderate floor+roof retrofit | [10 empty] | Moderate floor+double-glass retrofit | [10 empty] | Moderate roof+double glazing retrofit | [10 empty] | Double glazing retrofit
|  | Initial U-value (effective) | Element area | Adjustment factor for soil |  |  | Heat transfer coefficient by transmission | Annual heat flow related to AC,Ref | Heat load | heat transfer coefficients related to |  |  | Nominal insulation thickness | effective thermal conductivity | Actual U-value (effective) | Element area | Adjustment factor for soil | Heat transfer coefficient by transmission | Annual heat flow related to AC,Ref | Heat load | heat transfer coefficients related to |  |  | Nominal insulation thickness | effective thermal conductivity | Actual U-value (effective) | Element area | Adjustment factor for soil | Heat transfer coefficient by transmission | Annual heat flow related to AC,Ref | Heat load | heat transfer coefficients related to |  |  | Nominal insulation thickness | effective thermal conductivity | Actual U-value (effective) | Element area | Adjustment factor for soil | Heat transfer coefficient by transmission | Annual heat flow related to AC,Ref | Heat load | heat transfer coefficients related to |  |  | Nominal insulation thickness | effective thermal conductivity | Actual U-value (effective) | Element area | Adjustment factor for soil | Heat transfer coefficient by transmission | Annual heat flow related to AC,Ref | Heat load | heat transfer coefficients related to |  |  | Nominal insulation thickness | effective thermal conductivity | Actual U-value (effective) | Element area | Adjustment factor for soil | Heat transfer coefficient by transmission | Annual heat flow related to AC,Ref | Heat load | heat transfer coefficients related to |  |  | Nominal insulation thickness | effective thermal conductivity | Actual U-value (effective) | Element area | Adjustment factor for soil | Heat transfer coefficient by transmission | Annual heat flow related to AC,Ref | Heat load | heat transfer coefficients related to |  |  | Nominal insulation thickness | effective thermal conductivity | Actual U-value (effective) | Element area | Adjustment factor for soil | Heat transfer coefficient by transmission | Annual heat flow related to AC,Ref | Heat load | heat transfer coefficients related to |  |  | Nominal insulation thickness | effective thermal conductivity | Actual U-value (effective) | Element area | Adjustment factor for soil | Heat transfer coefficient by transmission | Annual heat flow related to AC,Ref | Heat load | heat transfer coefficients related to |  |  | Nominal insulation thickness | effective thermal conductivity | Actual U-value (effective) | Element area | Adjustment factor for soil | Heat transfer coefficient by transmission | Annual heat flow related to AC,Ref | Heat load | heat transfer coefficients related to |  |  | Nominal insulation thickness | effective thermal conductivity | Actual U-value (effective) | Element area | Adjustment factor for soil | Heat transfer coefficient by transmission | Annual heat flow related to AC,Ref | Heat load | heat transfer coefficients related to |  |  | Nominal insulation thickness | effective thermal conductivity | Actual U-value (effective) | Element area | Adjustment factor for soil | Heat transfer coefficient by transmission | Annual heat flow related to AC,Ref | Heat load | heat transfer coefficients related to |  |  | Nominal insulation thickness | effective thermal conductivity | Actual U-value (effective) | Element area | Adjustment factor for soil | Heat transfer coefficient by transmission | Annual heat flow related to AC,Ref | Heat load | heat transfer coefficients related to |  |  | Nominal insulation thickness | effective thermal conductivity | Actual U-value (effective) | Element area | Adjustment factor for soil | Heat transfer coefficient by transmission | Annual heat flow related to AC,Ref | Heat load | heat transfer coefficients related to |  |  | Nominal insulation thickness | effective thermal conductivity | Actual U-value (effective) | Element area | Adjustment factor for soil | Heat transfer coefficient by transmission | Annual heat flow related to AC,Ref | Heat load | heat transfer coefficients related to |  |  | Nominal insulation thickness | effective thermal conductivity | Actual U-value (effective) | Element area | Adjustment factor for soil | Heat transfer coefficient by transmission | Annual heat flow related to AC,Ref | Heat load | heat transfer coefficients related to |  |  | Nominal insulation thickness | effective thermal conductivity | Actual U-value (effective) | Element area | Adjustment factor for soil | Heat transfer coefficient by transmission | Annual heat flow related to AC,Ref | Heat load | heat transfer coefficients related to |  |  | Nominal insulation thickness | effective thermal conductivity | Actual U-value (effective) | Element area | Adjustment factor for soil | Heat transfer coefficient by transmission | Annual heat flow related to AC,Ref | Heat load | heat transfer coefficients related to |  |  | Nominal insulation thickness | effective thermal conductivity | Actual U-value (effective) | Element area | Adjustment factor for soil | Heat transfer coefficient by transmission | Annual heat flow related to AC,Ref | Heat load | heat transfer coefficients related to
|  | Uoriginal,i | Aenv,i | btr,i |  |  | Htr,i |  |  | AC,Ref |  |  | dinsulation,i | λinsulation,i | Uactual,i | Aenv,i | btr,i | Htr,i |  |  | AC,Ref |  |  | dinsulation,i | λinsulation,i | Uactual,i | Aenv,i | btr,i | Htr,i |  |  | AC,Ref |  |  | dinsulation,i | λinsulation,i | Uactual,i | Aenv,i | btr,i | Htr,i |  |  | AC,Ref |  |  | dinsulation,i | λinsulation,i | Uactual,i | Aenv,i | btr,i | Htr,i |  |  | AC,Ref |  |  | dinsulation,i | λinsulation,i | Uactual,i | Aenv,i | btr,i | Htr,i |  |  | AC,Ref |  |  | dinsulation,i | λinsulation,i | Uactual,i | Aenv,i | btr,i | Htr,i |  |  | AC,Ref |  |  | dinsulation,i | λinsulation,i | Uactual,i | Aenv,i | btr,i | Htr,i |  |  | AC,Ref |  |  | dinsulation,i | λinsulation,i | Uactual,i | Aenv,i | btr,i | Htr,i |  |  | AC,Ref |  |  | dinsulation,i | λinsulation,i | Uactual,i | Aenv,i | btr,i | Htr,i |  |  | AC,Ref |  |  | dinsulation,i | λinsulation,i | Uactual,i | Aenv,i | btr,i | Htr,i |  |  | AC,Ref |  |  | dinsulation,i | λinsulation,i | Uactual,i | Aenv,i | btr,i | Htr,i |  |  | AC,Ref |  |  | dinsulation,i | λinsulation,i | Uactual,i | Aenv,i | btr,i | Htr,i |  |  | AC,Ref |  |  | dinsulation,i | λinsulation,i | Uactual,i | Aenv,i | btr,i | Htr,i |  |  | AC,Ref |  |  | dinsulation,i | λinsulation,i | Uactual,i | Aenv,i | btr,i | Htr,i |  |  | AC,Ref |  |  | dinsulation,i | λinsulation,i | Uactual,i | Aenv,i | btr,i | Htr,i |  |  | AC,Ref |  |  | dinsulation,i | λinsulation,i | Uactual,i | Aenv,i | btr,i | Htr,i |  |  | AC,Ref |  |  | dinsulation,i | λinsulation,i | Uactual,i | Aenv,i | btr,i | Htr,i |  |  | AC,Ref |  |  | dinsulation,i | λinsulation,i | Uactual,i | Aenv,i | btr,i | Htr,i |  |  | AC,Ref
|  | W/(m²K) | m2 |  |  |  | W/K | kWh/(m²a) | kW | W/(m²K) |  |  | cm | W/(m*K) | W/(m²K) | m2 |  | W/K | kWh/(m²a) | kW | W/(m²K) |  |  | cm | W/(m*K) | W/(m²K) | m2 |  | W/K | kWh/(m²a) | kW | W/(m²K) |  |  | cm | W/(m*K) | W/(m²K) | m2 |  | W/K | kWh/(m²a) | kW | W/(m²K) |  |  | cm | W/(m*K) | W/(m²K) | m2 |  | W/K | kWh/(m²a) | kW | W/(m²K) |  |  | cm | W/(m*K) | W/(m²K) | m2 |  | W/K | kWh/(m²a) | kW | W/(m²K) |  |  | cm | W/(m*K) | W/(m²K) | m2 |  | W/K | kWh/(m²a) | kW | W/(m²K) |  |  | cm | W/(m*K) | W/(m²K) | m2 |  | W/K | kWh/(m²a) | kW | W/(m²K) |  |  | cm | W/(m*K) | W/(m²K) | m2 |  | W/K | kWh/(m²a) | kW | W/(m²K) |  |  | cm | W/(m*K) | W/(m²K) | m2 |  | W/K | kWh/(m²a) | kW | W/(m²K) |  |  | cm | W/(m*K) | W/(m²K) | m2 |  | W/K | kWh/(m²a) | kW | W/(m²K) |  |  | cm | W/(m*K) | W/(m²K) | m2 |  | W/K | kWh/(m²a) | kW | W/(m²K) |  |  | cm | W/(m*K) | W/(m²K) | m2 |  | W/K | kWh/(m²a) | kW | W/(m²K) |  |  | cm | W/(m*K) | W/(m²K) | m2 |  | W/K | kWh/(m²a) | kW | W/(m²K) |  |  | cm | W/(m*K) | W/(m²K) | m2 |  | W/K | kWh/(m²a) | kW | W/(m²K) |  |  | cm | W/(m*K) | W/(m²K) | m2 |  | W/K | kWh/(m²a) | kW | W/(m²K) |  |  | cm | W/(m*K) | W/(m²K) | m2 |  | W/K | kWh/(m²a) | kW | W/(m²K) |  |  | cm | W/(m*K) | W/(m²K) | m2 |  | W/K | kWh/(m²a) | kW | W/(m²K) |  |  | cm | W/(m*K) | W/(m²K) | m2 |  | W/K | kWh/(m²a) | kW | W/(m²K)
| Roof 1 | 0.893 | 65.5 | 1 |  |  | 58.4915 | 29.3072 |  |  |  | Roof 1 | 17.9556 | 0.035 | 0.16 | 65.5 | 1 | 10.48 | 6.0856 |  |  |  | Roof 1 | 0 | 0.035 | 0.893 | 65.5 | 1 | 58.4915 | 30.3204 |  |  |  | Roof 1 | 0 | 0.035 | 0.893 | 65.5 | 1 | 58.4915 | 30.32 |  |  |  | Roof 1 | 17.9556 | 0.035 | 0.16 | 65.5 | 1 | 10.48 | 5.423 |  |  |  | Roof 1 | 17.9556 | 0.035 | 0.16 | 65.5 | 1 | 10.48 | 5.4288 |  |  |  | Roof 1 | 0 | 0.035 | 0.893 | 65.5 | 1 | 58.4915 | 30.32 |  |  |  | Roof 1 | 17.9556 | 0.035 | 0.16 | 65.5 | 1 | 10.48 | 5.4287 |  |  |  | Roof 1 | 0 | 0.035 | 0.893 | 65.5 | 1 | 58.4915 | 29.7978 |  |  |  | Roof 1 | 0 | 0.035 | 0.893 | 65.5 | 1 | 58.4915 | 29.8298 |  |  |  | Roof 1 | 17.9556 | 0.035 | 0.16 | 65.5 | 1 | 10.48 | 5.3351 |  |  |  | Roof 1 | 8.5806 | 0.035 | 0.28 | 65.5 | 1 | 18.34 | 10.2249 |  |  |  | Roof 1 | 0 | 0.035 | 0.893 | 65.5 | 1 | 58.4915 | 30.1714 |  |  |  | Roof 1 | 0 | 0.035 | 0.893 | 65.5 | 1 | 58.4915 | 30.1735 |  |  |  | Roof 1 | 8.5806 | 0.035 | 0.28 | 65.5 | 1 | 18.34 | 9.4202 |  |  |  | Roof 1 | 8.5806 | 0.035 | 0.28 | 65.5 | 1 | 18.34 | 9.4754 |  |  |  | Roof 1 | 0 | 0.035 | 0.893 | 65.5 | 1 | 58.4915 | 30.3495 |  |  |  | Roof 1 | 8.5806 | 0.035 | 0.28 | 65.5 | 1 | 18.34 | 9.4761 |  |  |  | Roof 1 | 0 | 0.035 | 0.893 | 65.5 | 1 | 58.4915 | 29.8294
| Roof 2 | [10 empty] | Roof 2 |  |  |  | 0 |  |  | 0 |  |  |  | Roof 2 |  |  |  | 0 |  |  | 0 |  |  |  | Roof 2 |  |  |  | 0 |  |  | 0 |  |  |  | Roof 2 |  |  |  | 0 |  |  | 0 |  |  |  | Roof 2 |  |  |  | 0 |  |  | 0 |  |  |  | Roof 2 |  |  |  | 0 |  |  | 0 |  |  |  | Roof 2 |  |  |  | 0 |  |  | 0 |  |  |  | Roof 2 |  |  |  | 0 |  |  | 0 |  |  |  | Roof 2 |  |  |  | 0 |  |  | 0 |  |  |  | Roof 2 |  |  |  | 0 |  |  | 0 |  |  |  | Roof 2 |  |  |  | 0 |  |  | 0 |  |  |  | Roof 2 |  |  |  | 0 |  |  | 0 |  |  |  | Roof 2 |  |  |  | 0 |  |  | 0 |  |  |  | Roof 2 |  |  |  | 0 |  |  | 0 |  |  |  | Roof 2 |  |  |  | 0 |  |  | 0 |  |  |  | Roof 2 |  |  |  | 0 |  |  | 0 |  |  |  | Roof 2 |  |  |  | 0 |  |  | 0 |  |  |  | Roof 2 |  |  |  | 0 |  |  | 0
| Wall 1 | 1.449 | 40.5 | 1 |  |  | 58.6845 | 29.4039 |  |  |  | Wall 1 | 12.7473 | 0.035 | 0.21 | 40.5 | 1 | 8.505 | 4.9388 |  |  |  | Wall 1 | 14.2512 | 0.035 | 0.21 | 40.5 | 1 | 8.505 | 4.4088 |  |  |  | Wall 1 | 14.2512 | 0.035 | 0.21 | 40.5 | 1 | 8.505 | 4.4087 |  |  |  | Wall 1 | 14.2512 | 0.035 | 0.21 | 40.5 | 1 | 8.505 | 4.401 |  |  |  | Wall 1 | 0 | 0.035 | 1.449 | 40.5 | 1 | 58.6845 | 30.3992 |  |  |  | Wall 1 | 14.2512 | 0.035 | 0.21 | 40.5 | 1 | 8.505 | 4.4087 |  |  |  | Wall 1 | 0 | 0.035 | 1.449 | 40.5 | 1 | 58.6845 | 30.3988 |  |  |  | Wall 1 | 14.2512 | 0.035 | 0.21 | 40.5 | 1 | 8.505 | 4.3328 |  |  |  | Wall 1 | 0 | 0.035 | 1.449 | 40.5 | 1 | 58.6845 | 29.9282 |  |  |  | Wall 1 | 0 | 0.035 | 1.449 | 40.5 | 1 | 58.6845 | 29.8748 |  |  |  | Wall 1 | 2.1151 | 0.035 | 0.58 | 40.5 | 1 | 23.49 | 13.0961 |  |  |  | Wall 1 | 0 | 0.035 | 0.58 | 40.5 | 1 | 23.49 | 12.1167 |  |  |  | Wall 1 | 0 | 0.035 | 0.58 | 40.5 | 1 | 23.49 | 12.1176 |  |  |  | Wall 1 | 0 | 0.035 | 0.58 | 40.5 | 1 | 23.49 | 12.0655 |  |  |  | Wall 1 | 0 | 0.035 | 1.449 | 40.5 | 1 | 58.6845 | 30.3196 |  |  |  | Wall 1 | 0 | 0.035 | 1.449 | 40.5 | 1 | 58.6845 | 30.4496 |  |  |  | Wall 1 | 0 | 0.035 | 1.449 | 40.5 | 1 | 58.6845 | 30.3217 |  |  |  | Wall 1 | 0 | 0.035 | 1.449 | 40.5 | 1 | 58.6845 | 29.9278
| Wall 2 | [6 empty] | 0 |  |  |  | Wall 2 |  |  |  | 0 |  |  | 0 |  |  |  | Wall 2 |  |  |  | 0 |  |  | 0 |  |  |  | Wall 2 |  |  |  | 0 |  |  | 0 |  |  |  | Wall 2 |  |  |  | 0 |  |  | 0 |  |  |  | Wall 2 |  |  |  | 0 |  |  | 0 |  |  |  | Wall 2 |  |  |  | 0 |  |  | 0 |  |  |  | Wall 2 |  |  |  | 0 |  |  | 0 |  |  |  | Wall 2 |  |  |  | 0 |  |  | 0 |  |  |  | Wall 2 |  |  |  | 0 |  |  | 0 |  |  |  | Wall 2 |  |  |  | 0 |  |  | 0 |  |  |  | Wall 2 |  |  |  | 0 |  |  | 0 |  |  |  | Wall 2 |  |  |  | 0 |  |  | 0 |  |  |  | Wall 2 |  |  |  | 0 |  |  | 0 |  |  |  | Wall 2 |  |  |  | 0 |  |  | 0 |  |  |  | Wall 2 |  |  |  | 0 |  |  | 0 |  |  |  | Wall 2 |  |  |  | 0 |  |  | 0 |  |  |  | Wall 2 |  |  |  | 0 |  |  | 0 |  |  |  | Wall 2 |  |  |  | 0 |  |  | 0
| Wall 3 | [6 empty] | 0 |  |  |  | Wall 3 |  |  |  | 0 |  |  | 0 |  |  |  | Wall 3 |  |  |  | 0 |  |  | 0 |  |  |  | Wall 3 |  |  |  | 0 |  |  | 0 |  |  |  | Wall 3 |  |  |  | 0 |  |  | 0 |  |  |  | Wall 3 |  |  |  | 0 |  |  | 0 |  |  |  | Wall 3 |  |  |  | 0 |  |  | 0 |  |  |  | Wall 3 |  |  |  | 0 |  |  | 0 |  |  |  | Wall 3 |  |  |  | 0 |  |  | 0 |  |  |  | Wall 3 |  |  |  | 0 |  |  | 0 |  |  |  | Wall 3 |  |  |  | 0 |  |  | 0 |  |  |  | Wall 3 |  |  |  | 0 |  |  | 0 |  |  |  | Wall 3 |  |  |  | 0 |  |  | 0 |  |  |  | Wall 3 |  |  |  | 0 |  |  | 0 |  |  |  | Wall 3 |  |  |  | 0 |  |  | 0 |  |  |  | Wall 3 |  |  |  | 0 |  |  | 0 |  |  |  | Wall 3 |  |  |  | 0 |  |  | 0 |  |  |  | Wall 3 |  |  |  | 0 |  |  | 0 |  |  |  | Wall 3 |  |  |  | 0 |  |  | 0
| Floor 1 | 2.326 | 52 | 0.5 |  |  | 60.476 | 30.3015 |  |  |  | Floor 1 | 11.4582 | 0.035 | 0.27 | 52 | 0.5 | 7.02 | 4.0764 |  |  |  | Floor 1 | 11.4582 | 0.035 | 0.27 | 52 | 0.5 | 7.02 | 3.639 |  |  |  | Floor 1 | 0 | 0.035 | 2.326 | 52 | 0.5 | 60.476 | 31.3487 |  |  |  | Floor 1 | 0 | 0.035 | 2.326 | 52 | 0.5 | 60.476 | 31.2941 |  |  |  | Floor 1 | 11.4582 | 0.035 | 0.27 | 52 | 0.5 | 7.02 | 3.6364 |  |  |  | Floor 1 | 0 | 0.035 | 2.326 | 52 | 0.5 | 60.476 | 31.3487 |  |  |  | Floor 1 | 0 | 0.035 | 2.326 | 52 | 0.5 | 60.476 | 31.3268 |  |  |  | Floor 1 | 0 | 0.035 | 2.326 | 52 | 0.5 | 60.476 | 30.8088 |  |  |  | Floor 1 | 11.4582 | 0.035 | 0.27 | 52 | 0.5 | 7.02 | 3.5801 |  |  |  | Floor 1 | 0 | 0.035 | 2.326 | 52 | 0.5 | 60.476 | 30.7868 |  |  |  | Floor 1 | 10.9953 | 0.035 | 0.28 | 52 | 0.5 | 7.28 | 4.0587 |  |  |  | Floor 1 | 10.9953 | 0.035 | 0.28 | 52 | 0.5 | 7.28 | 3.7552 |  |  |  | Floor 1 | 0 | 0.035 | 2.326 | 52 | 0.5 | 60.476 | 31.1972 |  |  |  | Floor 1 | 0 | 0.035 | 2.326 | 52 | 0.5 | 60.476 | 31.0632 |  |  |  | Floor 1 | 10.9953 | 0.035 | 0.28 | 52 | 0.5 | 7.28 | 3.7612 |  |  |  | Floor 1 | 10.9953 | 0.035 | 0.28 | 52 | 0.5 | 7.28 | 3.7774 |  |  |  | Floor 1 | 0 | 0.035 | 2.326 | 52 | 0.5 | 60.476 | 31.2473 |  |  |  | Floor 1 | 0 | 0.035 | 2.326 | 52 | 0.5 | 60.476 | 30.8414
| Floor 2 | [6 empty] | 0 |  |  |  | Floor 2 |  |  |  | 0 |  |  | 0 |  |  |  | Floor 2 |  |  |  | 0 |  |  | 0 |  |  |  | Floor 2 |  |  |  | 0 |  |  | 0 |  |  |  | Floor 2 |  |  |  | 0 |  |  | 0 |  |  |  | Floor 2 |  |  |  | 0 |  |  | 0 |  |  |  | Floor 2 |  |  |  | 0 |  |  | 0 |  |  |  | Floor 2 |  |  |  | 0 |  |  | 0 |  |  |  | Floor 2 |  |  |  | 0 |  |  | 0 |  |  |  | Floor 2 |  |  |  | 0 |  |  | 0 |  |  |  | Floor 2 |  |  |  | 0 |  |  | 0 |  |  |  | Floor 2 |  |  |  | 0 |  |  | 0 |  |  |  | Floor 2 |  |  |  | 0 |  |  | 0 |  |  |  | Floor 2 |  |  |  | 0 |  |  | 0 |  |  |  | Floor 2 |  |  |  | 0 |  |  | 0 |  |  |  | Floor 2 |  |  |  | 0 |  |  | 0 |  |  |  | Floor 2 |  |  |  | 0 |  |  | 0 |  |  |  | Floor 2 |  |  |  | 0 |  |  | 0 |  |  |  | Floor 2 |  |  |  | 0 |  |  | 0
| Window 1 | 5.2 | 4.3 | 1 |  |  | 22.36 | 11.2035 |  |  |  | Window 1 | Replace |  | 1.2 | 4.3 | 1 | 5.16 | 2.9964 |  |  |  | Window 1 | Replace |  | 5.2 | 4.3 | 1 | 22.36 | 11.5908 |  |  |  | Window 1 | Replace |  | 1.2 | 4.3 | 1 | 5.16 | 2.6748 |  |  |  | Window 1 | Replace |  | 5.2 | 4.3 | 1 | 22.36 | 11.5705 |  |  |  | Window 1 | Replace |  | 5.2 | 4.3 | 1 | 22.36 | 11.5827 |  |  |  | Window 1 | Replace |  | 1.2 | 4.3 | 1 | 5.16 | 2.6748 |  |  |  | Window 1 | Replace |  | 1.2 | 4.3 | 1 | 5.16 | 2.6729 |  |  |  | Window 1 | Replace |  | 5.2 | 4.3 | 1 | 22.36 | 11.391 |  |  |  | Window 1 | Replace |  | 5.2 | 4.3 | 1 | 22.36 | 11.4033 |  |  |  | Window 1 | Replace |  | 5.2 | 4.3 | 1 | 22.36 | 11.3829 |  |  |  | Window 1 | Replace |  | 1.2 | 4.3 | 1 | 5.16 | 2.8768 |  |  |  | Window 1 | Replace |  | 5.2 | 4.3 | 1 | 22.36 | 11.5339 |  |  |  | Window 1 | Replace |  | 1.2 | 4.3 | 1 | 5.16 | 2.6618 |  |  |  | Window 1 | Replace |  | 5.2 | 4.3 | 1 | 22.36 | 11.4851 |  |  |  | Window 1 | Replace |  | 5.2 | 4.3 | 1 | 22.36 | 11.5524 |  |  |  | Window 1 | Replace |  | 1.2 | 4.3 | 1 | 5.16 | 2.6774 |  |  |  | Window 1 | Replace |  | 1.2 | 4.3 | 1 | 5.16 | 2.6661 |  |  |  | Window 1 | Replace |  | 1.2 | 4.3 | 1 | 5.16 | 2.6315
| Window 2 | 2.9 | 21.3 | 1 |  |  | 61.77 | 30.9498 |  |  |  | Window 2 | Replace |  | 1.2 | 21.3 | 1 | 25.56 | 14.8424 |  |  |  | Window 2 | Replace |  | 2.9 | 21.3 | 1 | 61.77 | 32.0199 |  |  |  | Window 2 | Replace |  | 1.2 | 21.3 | 1 | 25.56 | 13.2494 |  |  |  | Window 2 | Replace |  | 2.9 | 21.3 | 1 | 61.77 | 31.9637 |  |  |  | Window 2 | Replace |  | 2.9 | 21.3 | 1 | 61.77 | 31.9975 |  |  |  | Window 2 | Replace |  | 1.2 | 21.3 | 1 | 25.56 | 13.2494 |  |  |  | Window 2 | Replace |  | 1.2 | 21.3 | 1 | 25.56 | 13.2402 |  |  |  | Window 2 | Replace |  | 2.9 | 21.3 | 1 | 61.77 | 31.468 |  |  |  | Window 2 | Replace |  | 2.9 | 21.3 | 1 | 61.77 | 31.5018 |  |  |  | Window 2 | Replace |  | 2.9 | 21.3 | 1 | 61.77 | 31.4456 |  |  |  | Window 2 | Replace |  | 1.2 | 21.3 | 1 | 25.56 | 14.2501 |  |  |  | Window 2 | Replace |  | 2.9 | 21.3 | 1 | 61.77 | 31.8625 |  |  |  | Window 2 | Replace |  | 1.2 | 21.3 | 1 | 25.56 | 13.1854 |  |  |  | Window 2 | Replace |  | 2.9 | 21.3 | 1 | 61.77 | 31.7278 |  |  |  | Window 2 | Replace |  | 2.9 | 21.3 | 1 | 61.77 | 31.9137 |  |  |  | Window 2 | Replace |  | 1.2 | 21.3 | 1 | 25.56 | 13.2623 |  |  |  | Window 2 | Replace |  | 1.2 | 21.3 | 1 | 25.56 | 13.2066 |  |  |  | Window 2 | Replace |  | 1.2 | 21.3 | 1 | 25.56 | 13.035
| Door 1 | 3.5 | 1.6 | 1 |  |  | 5.6 | 2.8059 |  |  |  | Door 1 | Replace |  | 3.5 | 1.6 | 1 | 5.6 | 3.2519 |  |  |  | Door 1 | Replace |  | 3.5 | 1.6 | 1 | 5.6 | 2.9029 |  |  |  | Door 1 | Replace |  | 3.5 | 1.6 | 1 | 5.6 | 2.9028 |  |  |  | Door 1 | Replace |  | 3.5 | 1.6 | 1 | 5.6 | 2.8978 |  |  |  | Door 1 | Replace |  | 3.5 | 1.6 | 1 | 5.6 | 2.9009 |  |  |  | Door 1 | Replace |  | 3.5 | 1.6 | 1 | 5.6 | 2.9028 |  |  |  | Door 1 | Replace |  | 3.5 | 1.6 | 1 | 5.6 | 2.9008 |  |  |  | Door 1 | Replace |  | 3.5 | 1.6 | 1 | 5.6 | 2.8529 |  |  |  | Door 1 | Replace |  | 3.5 | 1.6 | 1 | 5.6 | 2.8559 |  |  |  | Door 1 | Replace |  | 3.5 | 1.6 | 1 | 5.6 | 2.8508 |  |  |  | Door 1 | Replace |  | 3.5 | 1.6 | 1 | 5.6 | 3.1221 |  |  |  | Door 1 | Replace |  | 3.5 | 1.6 | 1 | 5.6 | 2.8886 |  |  |  | Door 1 | Replace |  | 3.5 | 1.6 | 1 | 5.6 | 2.8888 |  |  |  | Door 1 | Replace |  | 3.5 | 1.6 | 1 | 5.6 | 2.8764 |  |  |  | Door 1 | Replace |  | 3.5 | 1.6 | 1 | 5.6 | 2.8933 |  |  |  | Door 1 | Replace |  | 3.5 | 1.6 | 1 | 5.6 | 2.9057 |  |  |  | Door 1 | Replace |  | 3.5 | 1.6 | 1 | 5.6 | 2.8935 |  |  |  | Door 1 | Replace |  | 3.5 | 1.6 | 1 | 5.6 | 2.8559
|  | DUtb | S Aenv,i |  |  |  | Htr,tb | [7 empty] | DUtb | S Aenv,i |  | Htr,tb | [7 empty] | DUtb | S Aenv,i |  | Htr,tb | [6 empty] | DUtb |  | S Aenv,i |  | Htr,tb | [7 empty] | DUtb | S Aenv,i |  | Htr,tb | [7 empty] | DUtb | S Aenv,i |  | Htr,tb | [7 empty] | DUtb | S Aenv,i |  | Htr,tb | [7 empty] | DUtb | S Aenv,i |  | Htr,tb | [7 empty] | DUtb | S Aenv,i |  | Htr,tb | [7 empty] | DUtb | S Aenv,i |  | Htr,tb | [7 empty] | DUtb | S Aenv,i |  | Htr,tb | [7 empty] | DUtb | S Aenv,i |  | Htr,tb | [7 empty] | DUtb | S Aenv,i |  | Htr,tb | [7 empty] | DUtb | S Aenv,i |  | Htr,tb | [7 empty] | DUtb | S Aenv,i |  | Htr,tb | [7 empty] | DUtb | S Aenv,i |  | Htr,tb | [7 empty] | DUtb | S Aenv,i |  | Htr,tb | [7 empty] | DUtb | S Aenv,i |  | Htr,tb | [7 empty] | DUtb | S Aenv,i |  | Htr,tb
|  | 0 | 185.2 | 1 |  |  | 0 | [7 empty] | 0 | 185.2 | 1 | 0 | [7 empty] | 0 | 185.2 | 1 | 0 | [6 empty] | 0 |  | 185.2 | 1 | 0 | 0 | [6 empty] | 0 | 185.2 | 1 | 0 | [7 empty] | 0 | 185.2 | 1 | 0 | [7 empty] | 0 | 185.2 | 1 | 0 | [7 empty] | 0 | 185.2 | 1 | 0 | [7 empty] | 0 | 185.2 | 1 | 0 | [7 empty] | 0 | 185.2 | 1 | 0 | [7 empty] | 0 | 185.2 | 1 | 0 | [7 empty] | 0 | 185.2 | 1 | 0 | [7 empty] | 0 | 185.2 | 1 | 0 | [7 empty] | 0 | 185.2 | 1 | 0 | [7 empty] | 0 | 185.2 | 1 | 0 | [7 empty] | 0 | 185.2 | 1 | 0 | [7 empty] | 0 | 185.2 | 1 | 0 | [7 empty] | 0 | 185.2 | 1 | 0 | [7 empty] | 0 | 185.2 | 1 | 0
| Heat transfer coefficient by transmission Htr | [5 empty] | 267.382 | 133.9717 | 8.0215 | 2.2932 |  | Heat transfer coefficient by transmission Htr | [5 empty] | 62.325 | 36.1915 | 1.8697 | 0.53452 |  | Heat transfer coefficient by transmission Htr | [5 empty] | 163.7465 | 84.8818 | 4.9124 | 1.4043 |  | Heat transfer coefficient by transmission Htr | [5 empty] | 163.7925 | 84.9044 | 4.9138 | 1.4047 |  | Heat transfer coefficient by transmission Htr | [5 empty] | 169.191 | 87.5502 | 5.0757 | 1.451 |  | Heat transfer coefficient by transmission Htr | [5 empty] | 165.9145 | 85.9456 | 4.9774 | 1.4229 |  | Heat transfer coefficient by transmission Htr | [5 empty] | 163.7925 | 84.9044 | 4.9138 | 1.4047 |  | Heat transfer coefficient by transmission Htr | [5 empty] | 165.9605 | 85.9681 | 4.9788 | 1.4233 |  | Heat transfer coefficient by transmission Htr | [5 empty] | 217.2025 | 110.6512 | 6.5161 | 1.8628 |  | Heat transfer coefficient by transmission Htr | [5 empty] | 213.926 | 109.0992 | 6.4178 | 1.8347 |  | Heat transfer coefficient by transmission Htr | [5 empty] | 219.3705 | 111.6761 | 6.5811 | 1.8814 |  | Heat transfer coefficient by transmission Htr | [5 empty] | 85.43 | 47.6287 | 2.5629 | 0.73268 |  | Heat transfer coefficient by transmission Htr | [5 empty] | 178.9915 | 92.3283 | 5.3697 | 1.5351 |  | Heat transfer coefficient by transmission Htr | [5 empty] | 178.7775 | 92.2243 | 5.3633 | 1.5333 |  | Heat transfer coefficient by transmission Htr | [5 empty] | 192.036 | 98.6383 | 5.7611 | 1.647 |  | Heat transfer coefficient by transmission Htr | [5 empty] | 174.0345 | 89.9156 | 5.221 | 1.4926 |  | Heat transfer coefficient by transmission Htr | [5 empty] | 160.776 | 83.4219 | 4.8233 | 1.3789 |  | Heat transfer coefficient by transmission Htr | [5 empty] | 173.8205 | 89.8112 | 5.2146 | 1.4907 |  | Heat transfer coefficient by transmission Htr | [5 empty] | 213.972 | 109.121 | 6.4192 | 1.8351
| Heat transfer coefficient by ventilation Hve | [5 empty] | 79.288 | 39.7272 |  |  |  | Heat transfer coefficient by ventilation Hve | [5 empty] | 49.555 | 28.7761 |  |  |  | Heat transfer coefficient by ventilation Hve | [5 empty] | 59.466 | 30.8256 |  |  |  | Heat transfer coefficient by ventilation Hve | [5 empty] | 59.466 | 30.8251 |  |  |  | Heat transfer coefficient by ventilation Hve | [5 empty] | 59.466 | 30.7715 |  |  |  | Heat transfer coefficient by ventilation Hve | [5 empty] | 59.466 | 30.804 |  |  |  | Heat transfer coefficient by ventilation Hve | [5 empty] | 59.466 | 30.8251 |  |  |  | Heat transfer coefficient by ventilation Hve | [5 empty] | 59.466 | 30.8036 |  |  |  | Heat transfer coefficient by ventilation Hve | [5 empty] | 69.377 | 35.3433 |  |  |  | Heat transfer coefficient by ventilation Hve | [5 empty] | 69.377 | 35.3813 |  |  |  | Heat transfer coefficient by ventilation Hve | [5 empty] | 69.377 | 35.3181 |  |  |  | Heat transfer coefficient by ventilation Hve | [5 empty] | 59.466 | 33.1533 |  |  |  | Heat transfer coefficient by ventilation Hve | [5 empty] | 69.377 | 35.7864 |  |  |  | Heat transfer coefficient by ventilation Hve | [5 empty] | 69.377 | 35.7889 |  |  |  | Heat transfer coefficient by ventilation Hve | [5 empty] | 69.377 | 35.6351 |  |  |  | Heat transfer coefficient by ventilation Hve | [5 empty] | 69.377 | 35.8439 |  |  |  | Heat transfer coefficient by ventilation Hve | [5 empty] | 69.377 | 35.9976 |  |  |  | Heat transfer coefficient by ventilation Hve | [5 empty] | 69.377 | 35.8464 |  |  |  | Heat transfer coefficient by ventilation Hve | [5 empty] | 69.377 | 35.3807
| Volume-specific heat air capacity | air change rate by use | air change rate by infiltration | room height (standard value) | [7 empty] | Volume-specific heat air capacity | air change rate by use | air change rate by infiltration | room height (standard value) | [7 empty] | Volume-specific heat air capacity | air change rate by use | air change rate by infiltration | room height (standard value) | [7 empty] | Volume-specific heat air capacity | air change rate by use | air change rate by infiltration | room height (standard value) | [7 empty] | Volume-specific heat air capacity | air change rate by use | air change rate by infiltration | room height (standard value) | [7 empty] | Volume-specific heat air capacity | air change rate by use | air change rate by infiltration | room height (standard value) | [7 empty] | Volume-specific heat air capacity | air change rate by use | air change rate by infiltration | room height (standard value) | [7 empty] | Volume-specific heat air capacity | air change rate by use | air change rate by infiltration | room height (standard value) | [7 empty] | Volume-specific heat air capacity | air change rate by use | air change rate by infiltration | room height (standard value) | [7 empty] | Volume-specific heat air capacity | air change rate by use | air change rate by infiltration | room height (standard value) | [7 empty] | Volume-specific heat air capacity | air change rate by use | air change rate by infiltration | room height (standard value) | [7 empty] | Volume-specific heat air capacity | air change rate by use | air change rate by infiltration | room height (standard value) | [7 empty] | Volume-specific heat air capacity | air change rate by use | air change rate by infiltration | room height (standard value) | [7 empty] | Volume-specific heat air capacity | air change rate by use | air change rate by infiltration | room height (standard value) | [7 empty] | Volume-specific heat air capacity | air change rate by use | air change rate by infiltration | room height (standard value) | [7 empty] | Volume-specific heat air capacity | air change rate by use | air change rate by infiltration | room height (standard value) | [7 empty] | Volume-specific heat air capacity | air change rate by use | air change rate by infiltration | room height (standard value) | [7 empty] | Volume-specific heat air capacity | air change rate by use | air change rate by infiltration | room height (standard value) | [7 empty] | Volume-specific heat air capacity | air change rate by use | air change rate by infiltration | room height (standard value)
| cp,air | nair,use | nair,infiltration | hroom | [7 empty] | cp,air | nair,use | nair,infiltration | hroom | [7 empty] | cp,air | nair,use | nair,infiltration | hroom | [7 empty] | cp,air | nair,use | nair,infiltration | hroom | [7 empty] | cp,air | nair,use | nair,infiltration | hroom | [7 empty] | cp,air | nair,use | nair,infiltration | hroom | [7 empty] | cp,air | nair,use | nair,infiltration | hroom | [7 empty] | cp,air | nair,use | nair,infiltration | hroom | [7 empty] | cp,air | nair,use | nair,infiltration | hroom | [7 empty] | cp,air | nair,use | nair,infiltration | hroom | [7 empty] | cp,air | nair,use | nair,infiltration | hroom | [7 empty] | cp,air | nair,use | nair,infiltration | hroom | [7 empty] | cp,air | nair,use | nair,infiltration | hroom | [7 empty] | cp,air | nair,use | nair,infiltration | hroom | [7 empty] | cp,air | nair,use | nair,infiltration | hroom | [7 empty] | cp,air | nair,use | nair,infiltration | hroom | [7 empty] | cp,air | nair,use | nair,infiltration | hroom | [7 empty] | cp,air | nair,use | nair,infiltration | hroom | [7 empty] | cp,air | nair,use | nair,infiltration | hroom
| Wh/(m³K) | 1/h | 1/h | m | [7 empty] | Wh/(m³K) | 1/h | 1/h | m | [7 empty] | Wh/(m³K) | 1/h | 1/h | m | [7 empty] | Wh/(m³K) | 1/h | 1/h | m | [7 empty] | Wh/(m³K) | 1/h | 1/h | m | [7 empty] | Wh/(m³K) | 1/h | 1/h | m | [7 empty] | Wh/(m³K) | 1/h | 1/h | m | [7 empty] | Wh/(m³K) | 1/h | 1/h | m | [7 empty] | Wh/(m³K) | 1/h | 1/h | m | [7 empty] | Wh/(m³K) | 1/h | 1/h | m | [7 empty] | Wh/(m³K) | 1/h | 1/h | m | [7 empty] | Wh/(m³K) | 1/h | 1/h | m | [7 empty] | Wh/(m³K) | 1/h | 1/h | m | [7 empty] | Wh/(m³K) | 1/h | 1/h | m | [7 empty] | Wh/(m³K) | 1/h | 1/h | m | [7 empty] | Wh/(m³K) | 1/h | 1/h | m | [7 empty] | Wh/(m³K) | 1/h | 1/h | m | [7 empty] | Wh/(m³K) | 1/h | 1/h | m | [7 empty] | Wh/(m³K) | 1/h | 1/h | m
| 0.34 | 0.4 | 0.4 | 2.5 | [7 empty] | 0.34 | 0.4 | 0.1 | 2.5 | [7 empty] | 0.34 | 0.4 | 0.2 | 2.5 | [7 empty] | 0.34 | 0.4 | 0.2 | 2.5 | [7 empty] | 0.34 | 0.4 | 0.2 | 2.5 | [7 empty] | 0.34 | 0.4 | 0.2 | 2.5 | [7 empty] | 0.34 | 0.4 | 0.2 | 2.5 | [7 empty] | 0.34 | 0.4 | 0.2 | 2.5 | [7 empty] | 0.34 | 0.4 | 0.3 | 2.5 | [7 empty] | 0.34 | 0.4 | 0.3 | 2.5 | [7 empty] | 0.34 | 0.4 | 0.3 | 2.5 | [7 empty] | 0.34 | 0.4 | 0.2 | 2.5 | [7 empty] | 0.34 | 0.4 | 0.3 | 2.5 | [7 empty] | 0.34 | 0.4 | 0.3 | 2.5 | [7 empty] | 0.34 | 0.4 | 0.3 | 2.5 | [7 empty] | 0.34 | 0.4 | 0.3 | 2.5 | [7 empty] | 0.34 | 0.4 | 0.3 | 2.5 | [7 empty] | 0.34 | 0.4 | 0.3 | 2.5 | [7 empty] | 0.34 | 0.4 | 0.3 | 2.5
| Total heat transfer Qht | [5 empty] | 20253.294 | 173.6989 |  |  |  | Total heat transfer Qht | [5 empty] | 7575.2264 | 64.9676 |  |  |  | Total heat transfer Qht | [5 empty] | 13491.4885 | 115.7074 |  |  |  | Total heat transfer Qht | [5 empty] | 13494.0686 | 115.7296 |  |  |  | Total heat transfer Qht | [5 empty] | 13796.3022 | 118.3216 |  |  |  | Total heat transfer Qht | [5 empty] | 13613.0037 | 116.7496 |  |  |  | Total heat transfer Qht | [5 empty] | 13494.0686 | 115.7296 |  |  |  | Total heat transfer Qht | [5 empty] | 13615.58 | 116.7717 |  |  |  | Total heat transfer Qht | [5 empty] | 17022.9501 | 145.9944 |  |  |  | Total heat transfer Qht | [5 empty] | 16846.4168 | 144.4804 |  |  |  | Total heat transfer Qht | [5 empty] | 17139.5288 | 146.9942 |  |  |  | Total heat transfer Qht | [5 empty] | 9419.1775 | 80.782 |  |  |  | Total heat transfer Qht | [5 empty] | 14938.1763 | 128.1147 |  |  |  | Total heat transfer Qht | [5 empty] | 14926.3403 | 128.0132 |  |  |  | Total heat transfer Qht | [5 empty] | 15656.2765 | 134.2734 |  |  |  | Total heat transfer Qht | [5 empty] | 14663.5541 | 125.7595 |  |  |  | Total heat transfer Qht | [5 empty] | 13924.3139 | 119.4195 |  |  |  | Total heat transfer Qht | [5 empty] | 14651.6767 | 125.6576 |  |  |  | Total heat transfer Qht | [5 empty] | 16848.8981 | 144.5017
| temperature reduction factor |  | external temperature | heating degree days | accumulated differences between internal and external temperature | [6 empty] | temperature reduction factor | internal temperature | external temperature | heating degree days | accumulated differences between internal and external temperature | [6 empty] | temperature reduction factor | internal temperature | external temperature | heating degree days | accumulated differences between internal and external temperature | [6 empty] | temperature reduction factor | internal temperature | external temperature | heating degree days | accumulated differences between internal and external temperature | [6 empty] | temperature reduction factor | internal temperature | external temperature | heating degree days | accumulated differences between internal and external temperature | [6 empty] | temperature reduction factor | internal temperature | external temperature | heating degree days | accumulated differences between internal and external temperature | [6 empty] | temperature reduction factor | internal temperature | external temperature | heating degree days | accumulated differences between internal and external temperature | [6 empty] | temperature reduction factor | internal temperature | external temperature | heating degree days | accumulated differences between internal and external temperature | [6 empty] | temperature reduction factor | internal temperature | external temperature | heating degree days | accumulated differences between internal and external temperature | [6 empty] | temperature reduction factor | internal temperature | external temperature | heating degree days | accumulated differences between internal and external temperature | [6 empty] | temperature reduction factor | internal temperature | external temperature | heating degree days | accumulated differences between internal and external temperature | [6 empty] | temperature reduction factor | internal temperature | external temperature | heating degree days | accumulated differences between internal and external temperature | [6 empty] | temperature reduction factor | internal temperature | external temperature | heating degree days | accumulated differences between internal and external temperature | [6 empty] | temperature reduction factor | internal temperature | external temperature | heating degree days | accumulated differences between internal and external temperature | [6 empty] | temperature reduction factor | internal temperature | external temperature | heating degree days | accumulated differences between internal and external temperature | [6 empty] | temperature reduction factor | internal temperature | external temperature | heating degree days | accumulated differences between internal and external temperature | [6 empty] | temperature reduction factor | internal temperature | external temperature | heating degree days | accumulated differences between internal and external temperature | [6 empty] | temperature reduction factor | internal temperature | external temperature | heating degree days | accumulated differences between internal and external temperature | [6 empty] | temperature reduction factor | internal temperature | external temperature | heating degree days | accumulated differences between internal and external temperature
| Fred | Ji | Je | dhs |  | x 0,024 | [5 empty] | Fred | Ji | Je | dhs |  | x 0,024 | [5 empty] | Fred | Ji | Je | dhs |  | x 0,024 | [5 empty] | Fred | Ji | Je | dhs |  | x 0,024 | [5 empty] | Fred | Ji | Je | dhs |  | x 0,024 | [5 empty] | Fred | Ji | Je | dhs |  | x 0,024 | [5 empty] | Fred | Ji | Je | dhs |  | x 0,024 | [5 empty] | Fred | Ji | Je | dhs |  | x 0,024 | [5 empty] | Fred | Ji | Je | dhs |  | x 0,024 | [5 empty] | Fred | Ji | Je | dhs |  | x 0,024 | [5 empty] | Fred | Ji | Je | dhs |  | x 0,024 | [5 empty] | Fred | Ji | Je | dhs |  | x 0,024 | [5 empty] | Fred | Ji | Je | dhs |  | x 0,024 | [5 empty] | Fred | Ji | Je | dhs |  | x 0,024 | [5 empty] | Fred | Ji | Je | dhs |  | x 0,024 | [5 empty] | Fred | Ji | Je | dhs |  | x 0,024 | [5 empty] | Fred | Ji | Je | dhs |  | x 0,024 | [5 empty] | Fred | Ji | Je | dhs |  | x 0,024 | [5 empty] | Fred | Ji | Je | dhs |  | x 0,024
| W/(m²K) | °C | °C | d/a | Kd/a | kKh/a |  | Design temperature for heat pump |  |  |  | W/(m²K) | °C | °C | d/a | Kd/a | kKh/a |  | Design temperature for heat pump |  |  |  | W/(m²K) | °C | °C | d/a | Kd/a | kKh/a |  | Design temperature for heat pump |  |  |  | W/(m²K) | °C | °C | d/a | Kd/a | kKh/a |  | Design temperature for heat pump |  |  |  | W/(m²K) | °C | °C | d/a | Kd/a | kKh/a |  | Design temperature for heat pump |  |  |  | W/(m²K) | °C | °C | d/a | Kd/a | kKh/a |  | Design temperature for heat pump |  |  |  | W/(m²K) | °C | °C | d/a | Kd/a | kKh/a |  | Design temperature for heat pump |  |  |  | W/(m²K) | °C | °C | d/a | Kd/a | kKh/a |  | Design temperature for heat pump |  |  |  | W/(m²K) | °C | °C | d/a | Kd/a | kKh/a |  | Design temperature for heat pump |  |  |  | W/(m²K) | °C | °C | d/a | Kd/a | kKh/a |  | Design temperature for heat pump |  |  |  | W/(m²K) | °C | °C | d/a | Kd/a | kKh/a |  | Design temperature for heat pump |  |  |  | W/(m²K) | °C | °C | d/a | Kd/a | kKh/a |  | Design temperature for heat pump |  |  |  | W/(m²K) | °C | °C | d/a | Kd/a | kKh/a |  | Design temperature for heat pump |  |  |  | W/(m²K) | °C | °C | d/a | Kd/a | kKh/a |  | Design temperature for heat pump |  |  |  | W/(m²K) | °C | °C | d/a | Kd/a | kKh/a |  | Design temperature for heat pump |  |  |  | W/(m²K) | °C | °C | d/a | Kd/a | kKh/a |  | Design temperature for heat pump |  |  |  | W/(m²K) | °C | °C | d/a | Kd/a | kKh/a |  | Design temperature for heat pump |  |  |  | W/(m²K) | °C | °C | d/a | Kd/a | kKh/a |  | Design temperature for heat pump |  |  |  | W/(m²K) | °C | °C | d/a | Kd/a | kKh/a |  | Design temperature for heat pump
| 0.85689 | 20 | 6.6 | 212 | 2840.8 | 68.1792 |  | -10 |  |  |  | 0.9931 | 20 | 6.6 | 212 | 2840.8 | 68.1792 |  | -10 |  |  |  | 0.88652 | 20 | 6.6 | 212 | 2840.8 | 68.1792 |  | -10 |  |  |  | 0.88651 | 20 | 6.6 | 212 | 2840.8 | 68.1792 |  | -10 |  |  |  | 0.88497 | 20 | 6.6 | 212 | 2840.8 | 68.1792 |  | -10 |  |  |  | 0.8859 | 20 | 6.6 | 212 | 2840.8 | 68.1792 |  | -10 |  |  |  | 0.88651 | 20 | 6.6 | 212 | 2840.8 | 68.1792 |  | -10 |  |  |  | 0.88589 | 20 | 6.6 | 212 | 2840.8 | 68.1792 |  | -10 |  |  |  | 0.87124 | 20 | 6.6 | 212 | 2840.8 | 68.1792 |  | -10 |  |  |  | 0.87218 | 20 | 6.6 | 212 | 2840.8 | 68.1792 |  | -10 |  |  |  | 0.87062 | 20 | 6.6 | 212 | 2840.8 | 68.1792 |  | -10 |  |  |  | 0.95346 | 20 | 6.6 | 212 | 2840.8 | 68.1792 |  | -10 |  |  |  | 0.88216 | 20 | 6.6 | 212 | 2840.8 | 68.1792 |  | -10 |  |  |  | 0.88222 | 20 | 6.6 | 212 | 2840.8 | 68.1792 |  | -10 |  |  |  | 0.87843 | 20 | 6.6 | 212 | 2840.8 | 68.1792 |  | -10 |  |  |  | 0.88358 | 20 | 6.6 | 212 | 2840.8 | 68.1792 |  | -10 |  |  |  | 0.88737 | 20 | 6.6 | 212 | 2840.8 | 68.1792 |  | -10 |  |  |  | 0.88364 | 20 | 6.6 | 212 | 2840.8 | 68.1792 |  | -10 |  |  |  | 0.87216 | 20 | 6.6 | 212 | 2840.8 | 68.1792 |  | -10
| Solar heat load during heating season Qsol | [5 empty] | 1553.707 | 13.3251 |  |  |  | Solar heat load during heating season Qsol | [5 empty] | 1294.7558 | 11.1043 |  |  |  | Solar heat load during heating season Qsol | [5 empty] | 1294.7558 | 11.1043 |  |  |  | Solar heat load during heating season Qsol | [5 empty] | 1294.7558 | 11.1043 |  |  |  | Solar heat load during heating season Qsol | [5 empty] | 1294.7558 | 11.1043 |  |  |  | Solar heat load during heating season Qsol | [5 empty] | 1294.7558 | 11.1043 |  |  |  | Solar heat load during heating season Qsol | [5 empty] | 1294.7558 | 11.1043 |  |  |  | Solar heat load during heating season Qsol | [5 empty] | 1294.7558 | 11.1043 |  |  |  | Solar heat load during heating season Qsol | [5 empty] | 1294.7558 | 11.1043 |  |  |  | Solar heat load during heating season Qsol | [5 empty] | 1294.7558 | 11.1043 |  |  |  | Solar heat load during heating season Qsol | [5 empty] | 1294.7558 | 11.1043 |  |  |  | Solar heat load during heating season Qsol | [5 empty] | 1294.7558 | 11.1043 |  |  |  | Solar heat load during heating season Qsol | [5 empty] | 1294.7558 | 11.1043 |  |  |  | Solar heat load during heating season Qsol | [5 empty] | 1294.7558 | 11.1043 |  |  |  | Solar heat load during heating season Qsol | [5 empty] | 1294.7558 | 11.1043 |  |  |  | Solar heat load during heating season Qsol | [5 empty] | 1294.7558 | 11.1043 |  |  |  | Solar heat load during heating season Qsol | [5 empty] | 1294.7558 | 11.1043 |  |  |  | Solar heat load during heating season Qsol | [5 empty] | 1294.7558 | 11.1043 |  |  |  | Solar heat load during heating season Qsol | [5 empty] | 1294.7558 | 11.1043
Window orientation | external shading Fsh | frame area fraction FF | non-perpen- dicular FW | solar energy transmittance ggl,n | window area Awindow,i | solar global radiation Isol,i |  |  |  |  | Window orientation | external shading Fsh | frame area fraction FF | non-perpen- dicular FW | solar energy transmittance ggl,n | window area Awindow,i | solar global radiation Isol,i |  |  |  |  | Window orientation | external shading Fsh | frame area fraction FF | non-perpen- dicular FW | solar energy transmittance ggl,n | window area Awindow,i | solar global radiation Isol,i |  |  |  |  | Window orientation | external shading Fsh | frame area fraction FF | non-perpen- dicular FW | solar energy transmittance ggl,n | window area Awindow,i | solar global radiation Isol,i |  |  |  |  | Window orientation | external shading Fsh | frame area fraction FF | non-perpen- dicular FW | solar energy transmittance ggl,n | window area Awindow,i | solar global radiation Isol,i |  |  |  |  | Window orientation | external shading Fsh | frame area fraction FF | non-perpen- dicular FW | solar energy transmittance ggl,n | window area Awindow,i | solar global radiation Isol,i |  |  |  |  | Window orientation | external shading Fsh | frame area fraction FF | non-perpen- dicular FW | solar energy transmittance ggl,n | window area Awindow,i | solar global radiation Isol,i |  |  |  |  | Window orientation | external shading Fsh | frame area fraction FF | non-perpen- dicular FW | solar energy transmittance ggl,n | window area Awindow,i | solar global radiation Isol,i |  |  |  |  | Window orientation | external shading Fsh | frame area fraction FF | non-perpen- dicular FW | solar energy transmittance ggl,n | window area Awindow,i | solar global radiation Isol,i |  |  |  |  | Window orientation | external shading Fsh | frame area fraction FF | non-perpen- dicular FW | solar energy transmittance ggl,n | window area Awindow,i | solar global radiation Isol,i |  |  |  |  | Window orientation | external shading Fsh | frame area fraction FF | non-perpen- dicular FW | solar energy transmittance ggl,n | window area Awindow,i | solar global radiation Isol,i |  |  |  |  | Window orientation | external shading Fsh | frame area fraction FF | non-perpen- dicular FW | solar energy transmittance ggl,n | window area Awindow,i | solar global radiation Isol,i |  |  |  |  | Window orientation | external shading Fsh | frame area fraction FF | non-perpen- dicular FW | solar energy transmittance ggl,n | window area Awindow,i | solar global radiation Isol,i |  |  |  |  | Window orientation | external shading Fsh | frame area fraction FF | non-perpen- dicular FW | solar energy transmittance ggl,n | window area Awindow,i | solar global radiation Isol,i |  |  |  |  | Window orientation | external shading Fsh | frame area fraction FF | non-perpen- dicular FW | solar energy transmittance ggl,n | window area Awindow,i | solar global radiation Isol,i |  |  |  |  | Window orientation | external shading Fsh | frame area fraction FF | non-perpen- dicular FW | solar energy transmittance ggl,n | window area Awindow,i | solar global radiation Isol,i |  |  |  |  | Window orientation | external shading Fsh | frame area fraction FF | non-perpen- dicular FW | solar energy transmittance ggl,n | window area Awindow,i | solar global radiation Isol,i |  |  |  |  | Window orientation | external shading Fsh | frame area fraction FF | non-perpen- dicular FW | solar energy transmittance ggl,n | window area Awindow,i | solar global radiation Isol,i |  |  |  |  | Window orientation | external shading Fsh | frame area fraction FF | non-perpen- dicular FW | solar energy transmittance ggl,n | window area Awindow,i | solar global radiation Isol,i
[6 empty] | kWh/(m²a) | kWh/a | [9 empty] | kWh/(m²a) | kWh/a | [9 empty] | kWh/(m²a) | kWh/a | [9 empty] | kWh/(m²a) | kWh/a | [9 empty] | kWh/(m²a) | kWh/a | [9 empty] | kWh/(m²a) | kWh/a | [9 empty] | kWh/(m²a) | kWh/a | [9 empty] | kWh/(m²a) | kWh/a | [9 empty] | kWh/(m²a) | kWh/a | [9 empty] | kWh/(m²a) | kWh/a | [9 empty] | kWh/(m²a) | kWh/a | [9 empty] | kWh/(m²a) | kWh/a | [9 empty] | kWh/(m²a) | kWh/a | [9 empty] | kWh/(m²a) | kWh/a | [9 empty] | kWh/(m²a) | kWh/a | [9 empty] | kWh/(m²a) | kWh/a | [9 empty] | kWh/(m²a) | kWh/a | [9 empty] | kWh/(m²a) | kWh/a | [9 empty] | kWh/(m²a) | kWh/a
Horizontal | 0.8 | 0.3 | 0.9 | 0.72 |  | 324 |  |  |  |  | Horizontal | 0.8 | 0.3 | 0.9 | 0.6 |  | 324 |  |  |  |  | Horizontal | 0.8 | 0.3 | 0.9 | 0.6 |  | 324 |  |  |  |  | Horizontal | 0.8 | 0.3 | 0.9 | 0.6 |  | 324 |  |  |  |  | Horizontal | 0.8 | 0.3 | 0.9 | 0.6 |  | 324 |  |  |  |  | Horizontal | 0.8 | 0.3 | 0.9 | 0.6 |  | 324 |  |  |  |  | Horizontal | 0.8 | 0.3 | 0.9 | 0.6 |  | 324 |  |  |  |  | Horizontal | 0.8 | 0.3 | 0.9 | 0.6 |  | 324 |  |  |  |  | Horizontal | 0.8 | 0.3 | 0.9 | 0.6 |  | 324 |  |  |  |  | Horizontal | 0.8 | 0.3 | 0.9 | 0.6 |  | 324 |  |  |  |  | Horizontal | 0.8 | 0.3 | 0.9 | 0.6 |  | 324 |  |  |  |  | Horizontal | 0.8 | 0.3 | 0.9 | 0.6 |  | 324 |  |  |  |  | Horizontal | 0.8 | 0.3 | 0.9 | 0.6 |  | 324 |  |  |  |  | Horizontal | 0.8 | 0.3 | 0.9 | 0.6 |  | 324 |  |  |  |  | Horizontal | 0.8 | 0.3 | 0.9 | 0.6 |  | 324 |  |  |  |  | Horizontal | 0.8 | 0.3 | 0.9 | 0.6 |  | 324 |  |  |  |  | Horizontal | 0.8 | 0.3 | 0.9 | 0.6 |  | 324 |  |  |  |  | Horizontal | 0.8 | 0.3 | 0.9 | 0.6 |  | 324 |  |  |  |  | Horizontal | 0.8 | 0.3 | 0.9 | 0.6 |  | 324
East | 0.6 | 0.3 | 0.9 | 0.72 | 12.8 | 225 | 783.8208 |  |  |  | East | 0.6 | 0.3 | 0.9 | 0.6 | 12.8 | 225 | 653.184 |  |  |  | East | 0.6 | 0.3 | 0.9 | 0.6 | 12.8 | 225 | 653.184 |  |  |  | East | 0.6 | 0.3 | 0.9 | 0.6 | 12.8 | 225 | 653.184 |  |  |  | East | 0.6 | 0.3 | 0.9 | 0.6 | 12.8 | 225 | 653.184 |  |  |  | East | 0.6 | 0.3 | 0.9 | 0.6 | 12.8 | 225 | 653.184 |  |  |  | East | 0.6 | 0.3 | 0.9 | 0.6 | 12.8 | 225 | 653.184 |  |  |  | East | 0.6 | 0.3 | 0.9 | 0.6 | 12.8 | 225 | 653.184 |  |  |  | East | 0.6 | 0.3 | 0.9 | 0.6 | 12.8 | 225 | 653.184 |  |  |  | East | 0.6 | 0.3 | 0.9 | 0.6 | 12.8 | 225 | 653.184 |  |  |  | East | 0.6 | 0.3 | 0.9 | 0.6 | 12.8 | 225 | 653.184 |  |  |  | East | 0.6 | 0.3 | 0.9 | 0.6 | 12.8 | 225 | 653.184 |  |  |  | East | 0.6 | 0.3 | 0.9 | 0.6 | 12.8 | 225 | 653.184 |  |  |  | East | 0.6 | 0.3 | 0.9 | 0.6 | 12.8 | 225 | 653.184 |  |  |  | East | 0.6 | 0.3 | 0.9 | 0.6 | 12.8 | 225 | 653.184 |  |  |  | East | 0.6 | 0.3 | 0.9 | 0.6 | 12.8 | 225 | 653.184 |  |  |  | East | 0.6 | 0.3 | 0.9 | 0.6 | 12.8 | 225 | 653.184 |  |  |  | East | 0.6 | 0.3 | 0.9 | 0.6 | 12.8 | 225 | 653.184 |  |  |  | East | 0.6 | 0.3 | 0.9 | 0.6 | 12.8 | 225 | 653.184
South | 0.6 | 0.3 | 0.9 | 0.72 |  | 402 |  |  |  |  | South | 0.6 | 0.3 | 0.9 | 0.6 |  | 402 |  |  |  |  | South | 0.6 | 0.3 | 0.9 | 0.6 |  | 402 |  |  |  |  | South | 0.6 | 0.3 | 0.9 | 0.6 |  | 402 |  |  |  |  | South | 0.6 | 0.3 | 0.9 | 0.6 |  | 402 |  |  |  |  | South | 0.6 | 0.3 | 0.9 | 0.6 |  | 402 |  |  |  |  | South | 0.6 | 0.3 | 0.9 | 0.6 |  | 402 |  |  |  |  | South | 0.6 | 0.3 | 0.9 | 0.6 |  | 402 |  |  |  |  | South | 0.6 | 0.3 | 0.9 | 0.6 |  | 402 |  |  |  |  | South | 0.6 | 0.3 | 0.9 | 0.6 |  | 402 |  |  |  |  | South | 0.6 | 0.3 | 0.9 | 0.6 |  | 402 |  |  |  |  | South | 0.6 | 0.3 | 0.9 | 0.6 |  | 402 |  |  |  |  | South | 0.6 | 0.3 | 0.9 | 0.6 |  | 402 |  |  |  |  | South | 0.6 | 0.3 | 0.9 | 0.6 |  | 402 |  |  |  |  | South | 0.6 | 0.3 | 0.9 | 0.6 |  | 402 |  |  |  |  | South | 0.6 | 0.3 | 0.9 | 0.6 |  | 402 |  |  |  |  | South | 0.6 | 0.3 | 0.9 | 0.6 |  | 402 |  |  |  |  | South | 0.6 | 0.3 | 0.9 | 0.6 |  | 402 |  |  |  |  | South | 0.6 | 0.3 | 0.9 | 0.6 |  | 402
West | 0.6 | 0.3 | 0.9 | 0.72 | 12.8 | 221 | 769.8862 |  |  |  | West | 0.6 | 0.3 | 0.9 | 0.6 | 12.8 | 221 | 641.5718 |  |  |  | West | 0.6 | 0.3 | 0.9 | 0.6 | 12.8 | 221 | 641.5718 |  |  |  | West | 0.6 | 0.3 | 0.9 | 0.6 | 12.8 | 221 | 641.5718 |  |  |  | West | 0.6 | 0.3 | 0.9 | 0.6 | 12.8 | 221 | 641.5718 |  |  |  | West | 0.6 | 0.3 | 0.9 | 0.6 | 12.8 | 221 | 641.5718 |  |  |  | West | 0.6 | 0.3 | 0.9 | 0.6 | 12.8 | 221 | 641.5718 |  |  |  | West | 0.6 | 0.3 | 0.9 | 0.6 | 12.8 | 221 | 641.5718 |  |  |  | West | 0.6 | 0.3 | 0.9 | 0.6 | 12.8 | 221 | 641.5718 |  |  |  | West | 0.6 | 0.3 | 0.9 | 0.6 | 12.8 | 221 | 641.5718 |  |  |  | West | 0.6 | 0.3 | 0.9 | 0.6 | 12.8 | 221 | 641.5718 |  |  |  | West | 0.6 | 0.3 | 0.9 | 0.6 | 12.8 | 221 | 641.5718 |  |  |  | West | 0.6 | 0.3 | 0.9 | 0.6 | 12.8 | 221 | 641.5718 |  |  |  | West | 0.6 | 0.3 | 0.9 | 0.6 | 12.8 | 221 | 641.5718 |  |  |  | West | 0.6 | 0.3 | 0.9 | 0.6 | 12.8 | 221 | 641.5718 |  |  |  | West | 0.6 | 0.3 | 0.9 | 0.6 | 12.8 | 221 | 641.5718 |  |  |  | West | 0.6 | 0.3 | 0.9 | 0.6 | 12.8 | 221 | 641.5718 |  |  |  | West | 0.6 | 0.3 | 0.9 | 0.6 | 12.8 | 221 | 641.5718 |  |  |  | West | 0.6 | 0.3 | 0.9 | 0.6 | 12.8 | 221 | 641.5718
North | 0.6 | 0.3 | 0.9 | 0.72 |  | 115 |  |  |  |  | North | 0.6 | 0.3 | 0.9 | 0.6 |  | 115 |  |  |  |  | North | 0.6 | 0.3 | 0.9 | 0.6 |  | 115 |  |  |  |  | North | 0.6 | 0.3 | 0.9 | 0.6 |  | 115 |  |  |  |  | North | 0.6 | 0.3 | 0.9 | 0.6 |  | 115 |  |  |  |  | North | 0.6 | 0.3 | 0.9 | 0.6 |  | 115 |  |  |  |  | North | 0.6 | 0.3 | 0.9 | 0.6 |  | 115 |  |  |  |  | North | 0.6 | 0.3 | 0.9 | 0.6 |  | 115 |  |  |  |  | North | 0.6 | 0.3 | 0.9 | 0.6 |  | 115 |  |  |  |  | North | 0.6 | 0.3 | 0.9 | 0.6 |  | 115 |  |  |  |  | North | 0.6 | 0.3 | 0.9 | 0.6 |  | 115 |  |  |  |  | North | 0.6 | 0.3 | 0.9 | 0.6 |  | 115 |  |  |  |  | North | 0.6 | 0.3 | 0.9 | 0.6 |  | 115 |  |  |  |  | North | 0.6 | 0.3 | 0.9 | 0.6 |  | 115 |  |  |  |  | North | 0.6 | 0.3 | 0.9 | 0.6 |  | 115 |  |  |  |  | North | 0.6 | 0.3 | 0.9 | 0.6 |  | 115 |  |  |  |  | North | 0.6 | 0.3 | 0.9 | 0.6 |  | 115 |  |  |  |  | North | 0.6 | 0.3 | 0.9 | 0.6 |  | 115 |  |  |  |  | North | 0.6 | 0.3 | 0.9 | 0.6 |  | 115
| Internal heat sources Qint | [5 empty] | 1779.7824 | 15.264 |  |  |  | Internal heat sources Qint | [5 empty] | 1779.7824 | 15.264 |  |  |  | Internal heat sources Qint | [5 empty] | 1779.7824 | 15.264 |  |  |  | Internal heat sources Qint | [5 empty] | 1779.7824 | 15.264 |  |  |  | Internal heat sources Qint | [5 empty] | 1779.7824 | 15.264 |  |  |  | Internal heat sources Qint | [5 empty] | 1779.7824 | 15.264 |  |  |  | Internal heat sources Qint | [5 empty] | 1779.7824 | 15.264 |  |  |  | Internal heat sources Qint | [5 empty] | 1779.7824 | 15.264 |  |  |  | Internal heat sources Qint | [5 empty] | 1779.7824 | 15.264 |  |  |  | Internal heat sources Qint | [5 empty] | 1779.7824 | 15.264 |  |  |  | Internal heat sources Qint | [5 empty] | 1779.7824 | 15.264 |  |  |  | Internal heat sources Qint | [5 empty] | 1779.7824 | 15.264 |  |  |  | Internal heat sources Qint | [5 empty] | 1779.7824 | 15.264 |  |  |  | Internal heat sources Qint | [5 empty] | 1779.7824 | 15.264 |  |  |  | Internal heat sources Qint | [5 empty] | 1779.7824 | 15.264 |  |  |  | Internal heat sources Qint | [5 empty] | 1779.7824 | 15.264 |  |  |  | Internal heat sources Qint | [5 empty] | 1779.7824 | 15.264 |  |  |  | Internal heat sources Qint | [5 empty] | 1779.7824 | 15.264 |  |  |  | Internal heat sources Qint | [5 empty] | 1779.7824 | 15.264
|  | internal heat sources | heating days | [9 empty] | internal heat sources | heating days | [9 empty] | internal heat sources | heating days | [9 empty] | internal heat sources | heating days | [9 empty] | internal heat sources | heating days | [9 empty] | internal heat sources | heating days | [9 empty] | internal heat sources | heating days | [9 empty] | internal heat sources | heating days | [9 empty] | internal heat sources | heating days | [9 empty] | internal heat sources | heating days | [9 empty] | internal heat sources | heating days | [9 empty] | internal heat sources | heating days | [9 empty] | internal heat sources | heating days | [9 empty] | internal heat sources | heating days | [9 empty] | internal heat sources | heating days | [9 empty] | internal heat sources | heating days | [9 empty] | internal heat sources | heating days | [9 empty] | internal heat sources | heating days | [9 empty] | internal heat sources | heating days
|  | ji | dhs | [9 empty] | ji | dhs | [9 empty] | ji | dhs | [9 empty] | ji | dhs | [9 empty] | ji | dhs | [9 empty] | ji | dhs | [9 empty] | ji | dhs | [9 empty] | ji | dhs | [9 empty] | ji | dhs | [9 empty] | ji | dhs | [9 empty] | ji | dhs | [9 empty] | ji | dhs | [9 empty] | ji | dhs | [9 empty] | ji | dhs | [9 empty] | ji | dhs | [9 empty] | ji | dhs | [9 empty] | ji | dhs | [9 empty] | ji | dhs | [9 empty] | ji | dhs
| kh/d | W/m² | d/a | [8 empty] | kh/d | W/m² | d/a | [8 empty] | kh/d | W/m² | d/a | [8 empty] | kh/d | W/m² | d/a | [8 empty] | kh/d | W/m² | d/a | [8 empty] | kh/d | W/m² | d/a | [8 empty] | kh/d | W/m² | d/a | [8 empty] | kh/d | W/m² | d/a | [8 empty] | kh/d | W/m² | d/a | [8 empty] | kh/d | W/m² | d/a | [8 empty] | kh/d | W/m² | d/a | [8 empty] | kh/d | W/m² | d/a | [8 empty] | kh/d | W/m² | d/a | [8 empty] | kh/d | W/m² | d/a | [8 empty] | kh/d | W/m² | d/a | [8 empty] | kh/d | W/m² | d/a | [8 empty] | kh/d | W/m² | d/a | [8 empty] | kh/d | W/m² | d/a | [8 empty] | kh/d | W/m² | d/a
| 0.024 | 3 | 212 | [8 empty] | 0.024 | 3 | 212 | [8 empty] | 0.024 | 3 | 212 | [8 empty] | 0.024 | 3 | 212 | [8 empty] | 0.024 | 3 | 212 | [8 empty] | 0.024 | 3 | 212 | [8 empty] | 0.024 | 3 | 212 | [8 empty] | 0.024 | 3 | 212 | [8 empty] | 0.024 | 3 | 212 | [8 empty] | 0.024 | 3 | 212 | [8 empty] | 0.024 | 3 | 212 | [8 empty] | 0.024 | 3 | 212 | [8 empty] | 0.024 | 3 | 212 | [8 empty] | 0.024 | 3 | 212 | [8 empty] | 0.024 | 3 | 212 | [8 empty] | 0.024 | 3 | 212 | [8 empty] | 0.024 | 3 | 212 | [8 empty] | 0.024 | 3 | 212 | [8 empty] | 0.024 | 3 | 212
| Gain utilization factor for heating | [5 empty] | 0.91936 |  |  |  |  | Gain utilization factor for heating | [5 empty] | 0.9259 |  |  |  |  | Gain utilization factor for heating | [5 empty] | 0.9241 |  |  |  |  | Gain utilization factor for heating | [5 empty] | 0.92411 |  |  |  |  | Gain utilization factor for heating | [5 empty] | 0.92422 |  |  |  |  | Gain utilization factor for heating | [5 empty] | 0.92415 |  |  |  |  | Gain utilization factor for heating | [5 empty] | 0.92411 |  |  |  |  | Gain utilization factor for heating | [5 empty] | 0.92415 |  |  |  |  | Gain utilization factor for heating | [5 empty] | 0.92547 |  |  |  |  | Gain utilization factor for heating | [5 empty] | 0.92542 |  |  |  |  | Gain utilization factor for heating | [5 empty] | 0.9255 |  |  |  |  | Gain utilization factor for heating | [5 empty] | 0.92625 |  |  |  |  | Gain utilization factor for heating | [5 empty] | 0.9249 |  |  |  |  | Gain utilization factor for heating | [5 empty] | 0.9249 |  |  |  |  | Gain utilization factor for heating | [5 empty] | 0.92511 |  |  |  |  | Gain utilization factor for heating | [5 empty] | 0.92482 |  |  |  |  | Gain utilization factor for heating | [5 empty] | 0.92457 |  |  |  |  | Gain utilization factor for heating | [5 empty] | 0.92481 |  |  |  |  | Gain utilization factor for heating | [5 empty] | 0.92542
| internal heat capacity per m² AC,ref | [5 empty] | 45 |  |  |  |  | internal heat capacity per m² AC,ref | [5 empty] | 45 |  |  |  |  | internal heat capacity per m² AC,ref | [5 empty] | 45 |  |  |  |  | internal heat capacity per m² AC,ref | [5 empty] | 45 |  |  |  |  | internal heat capacity per m² AC,ref | [5 empty] | 45 |  |  |  |  | internal heat capacity per m² AC,ref | [5 empty] | 45 |  |  |  |  | internal heat capacity per m² AC,ref | [5 empty] | 45 |  |  |  |  | internal heat capacity per m² AC,ref | [5 empty] | 45 |  |  |  |  | internal heat capacity per m² AC,ref | [5 empty] | 45 |  |  |  |  | internal heat capacity per m² AC,ref | [5 empty] | 45 |  |  |  |  | internal heat capacity per m² AC,ref | [5 empty] | 45 |  |  |  |  | internal heat capacity per m² AC,ref | [5 empty] | 45 |  |  |  |  | internal heat capacity per m² AC,ref | [5 empty] | 45 |  |  |  |  | internal heat capacity per m² AC,ref | [5 empty] | 45 |  |  |  |  | internal heat capacity per m² AC,ref | [5 empty] | 45 |  |  |  |  | internal heat capacity per m² AC,ref | [5 empty] | 45 |  |  |  |  | internal heat capacity per m² AC,ref | [5 empty] | 45 |  |  |  |  | internal heat capacity per m² AC,ref | [5 empty] | 45 |  |  |  |  | internal heat capacity per m² AC,ref | [5 empty] | 45
| time constant of the building T | [5 empty] | 15.1354 |  |  |  |  | time constant of the building T | [5 empty] | 46.8985 |  |  |  |  | time constant of the building T | [5 empty] | 23.5067 |  |  |  |  | time constant of the building T | [5 empty] | 23.5019 |  |  |  |  | time constant of the building T | [5 empty] | 22.947 |  |  |  |  | time constant of the building T | [5 empty] | 23.2806 |  |  |  |  | time constant of the building T | [5 empty] | 23.5019 |  |  |  |  | time constant of the building T | [5 empty] | 23.2759 |  |  |  |  | time constant of the building T | [5 empty] | 18.3091 |  |  |  |  | time constant of the building T | [5 empty] | 18.5208 |  |  |  |  | time constant of the building T | [5 empty] | 18.1716 |  |  |  |  | time constant of the building T | [5 empty] | 36.2122 |  |  |  |  | time constant of the building T | [5 empty] | 21.1259 |  |  |  |  | time constant of the building T | [5 empty] | 21.1441 |  |  |  |  | time constant of the building T | [5 empty] | 20.0717 |  |  |  |  | time constant of the building T | [5 empty] | 21.5561 |  |  |  |  | time constant of the building T | [5 empty] | 22.7979 |  |  |  |  | time constant of the building T | [5 empty] | 21.5751 |  |  |  |  | time constant of the building T | [5 empty] | 18.5178
| parameter aH | [5 empty] | 1.3045 |  |  |  |  | parameter aH | [5 empty] | 2.3633 |  |  |  |  | parameter aH | [5 empty] | 1.5836 |  |  |  |  | parameter aH | [5 empty] | 1.5834 |  |  |  |  | parameter aH | [5 empty] | 1.5649 |  |  |  |  | parameter aH | [5 empty] | 1.576 |  |  |  |  | parameter aH | [5 empty] | 1.5834 |  |  |  |  | parameter aH | [5 empty] | 1.5759 |  |  |  |  | parameter aH | [5 empty] | 1.4103 |  |  |  |  | parameter aH | [5 empty] | 1.4174 |  |  |  |  | parameter aH | [5 empty] | 1.4057 |  |  |  |  | parameter aH | [5 empty] | 2.0071 |  |  |  |  | parameter aH | [5 empty] | 1.5042 |  |  |  |  | parameter aH | [5 empty] | 1.5048 |  |  |  |  | parameter aH | [5 empty] | 1.4691 |  |  |  |  | parameter aH | [5 empty] | 1.5185 |  |  |  |  | parameter aH | [5 empty] | 1.5599 |  |  |  |  | parameter aH | [5 empty] | 1.5192 |  |  |  |  | parameter aH | [5 empty] | 1.4173
| heat balance ratio for the heating mode | [5 empty] | 0.16459 |  |  |  |  | heat balance ratio for the heating mode | [5 empty] | 0.40587 |  |  |  |  | heat balance ratio for the heating mode | [5 empty] | 0.22789 |  |  |  |  | heat balance ratio for the heating mode | [5 empty] | 0.22784 |  |  |  |  | heat balance ratio for the heating mode | [5 empty] | 0.22285 |  |  |  |  | heat balance ratio for the heating mode | [5 empty] | 0.22585 |  |  |  |  | heat balance ratio for the heating mode | [5 empty] | 0.22784 |  |  |  |  | heat balance ratio for the heating mode | [5 empty] | 0.22581 |  |  |  |  | heat balance ratio for the heating mode | [5 empty] | 0.18061 |  |  |  |  | heat balance ratio for the heating mode | [5 empty] | 0.1825 |  |  |  |  | heat balance ratio for the heating mode | [5 empty] | 0.17938 |  |  |  |  | heat balance ratio for the heating mode | [5 empty] | 0.32641 |  |  |  |  | heat balance ratio for the heating mode | [5 empty] | 0.20582 |  |  |  |  | heat balance ratio for the heating mode | [5 empty] | 0.20598 |  |  |  |  | heat balance ratio for the heating mode | [5 empty] | 0.19638 |  |  |  |  | heat balance ratio for the heating mode | [5 empty] | 0.20967 |  |  |  |  | heat balance ratio for the heating mode | [5 empty] | 0.2208 |  |  |  |  | heat balance ratio for the heating mode | [5 empty] | 0.20984 |  |  |  |  | heat balance ratio for the heating mode | [5 empty] | 0.18248
| Energy need for heating QH,nd | [5 empty] | 17188.6057 | 147.4151 |  |  |  | Energy need for heating QH,nd | [5 empty] | 4728.5181 | 40.5533 |  |  |  | Energy need for heating QH,nd | [5 empty] | 10650.2927 | 91.3404 |  |  |  | Energy need for heating QH,nd | [5 empty] | 10652.8698 | 91.3625 |  |  |  | Energy need for heating QH,nd | [5 empty] | 10954.7506 | 93.9515 |  |  |  | Energy need for heating QH,nd | [5 empty] | 10771.6635 | 92.3813 |  |  |  | Energy need for heating QH,nd | [5 empty] | 10652.8698 | 91.3625 |  |  |  | Energy need for heating QH,nd | [5 empty] | 10774.2368 | 92.4034 |  |  |  | Energy need for heating QH,nd | [5 empty] | 14177.5688 | 121.5915 |  |  |  | Energy need for heating QH,nd | [5 empty] | 14001.173 | 120.0787 |  |  |  | Energy need for heating QH,nd | [5 empty] | 14294.0573 | 122.5905 |  |  |  | Energy need for heating QH,nd | [5 empty] | 6571.3739 | 56.3583 |  |  |  | Energy need for heating QH,nd | [5 empty] | 12094.5331 | 103.7267 |  |  |  | Energy need for heating QH,nd | [5 empty] | 12082.708 | 103.6253 |  |  |  | Energy need for heating QH,nd | [5 empty] | 12811.999 | 109.8799 |  |  |  | Energy need for heating QH,nd | [5 empty] | 11820.1686 | 101.3737 |  |  |  | Energy need for heating QH,nd | [5 empty] | 11081.6794 | 95.0401 |  |  |  | Energy need for heating QH,nd | [5 empty] | 11808.3026 | 101.2719 |  |  |  | Energy need for heating QH,nd | [5 empty] | 14003.6524 | 120.0999
| Qht – hh,gn × (Qsol + Qint) | [7 empty] | 10.4809 | [10 empty] | 2.8832 | [10 empty] | 6.4941 | [10 empty] | 6.4957 | [10 empty] | 6.6797 | [10 empty] | 6.5681 | [10 empty] | 6.4957 | [10 empty] | 6.5697 | [10 empty] | 8.6449 | [10 empty] | 8.5373 | [10 empty] | 8.7159 | [10 empty] | 4.0069 | [10 empty] | 7.3747 | [10 empty] | 7.3675 | [10 empty] | 7.8122 | [10 empty] | 7.2074 | [10 empty] | 6.7571 | [10 empty] | 7.2002 | [10 empty] | 8.5388
Energy balance calculation - System Performance | [11 empty] | Energy balance calculation - System Performance | [10 empty] | Energy balance calculation - System Performance | [10 empty] | Energy balance calculation - System Performance | [10 empty] | Energy balance calculation - System Performance | [10 empty] | Energy balance calculation - System Performance | [10 empty] | Energy balance calculation - System Performance | [10 empty] | Energy balance calculation - System Performance | [10 empty] | Energy balance calculation - System Performance | [10 empty] | Energy balance calculation - System Performance | [10 empty] | Energy balance calculation - System Performance | [10 empty] | Energy balance calculation - System Performance | [10 empty] | Energy balance calculation - System Performance | [10 empty] | Energy balance calculation - System Performance | [10 empty] | Energy balance calculation - System Performance | [10 empty] | Energy balance calculation - System Performance | [10 empty] | Energy balance calculation - System Performance | [10 empty] | Energy balance calculation - System Performance | [10 empty] | Energy balance calculation - System Performance
| Space heating system | [11 empty] | Space heating system | [10 empty] | Space heating system | [10 empty] | Space heating system | [10 empty] | Space heating system | [10 empty] | Space heating system | [10 empty] | Space heating system | [10 empty] | Space heating system | [10 empty] | Space heating system | [10 empty] | Space heating system | [10 empty] | Space heating system | [10 empty] | Space heating system | [10 empty] | Space heating system | [10 empty] | Space heating system | [10 empty] | Space heating system | [10 empty] | Space heating system | [10 empty] | Space heating system | [10 empty] | Space heating system | [10 empty] | Space heating system
| energy need space heating | – usable contribution of hot water system | – usable contrib. of vent. heat recovery | + losses distribution and heat emission | + losses storage | heat generator output | [6 empty] | energy need space heating | – usable contribution of hot water system | – usable contrib. of vent. heat recovery | + losses distribution and heat emission | + losses storage | heat generator output | [5 empty] | energy need space heating | – usable contribution of hot water system | – usable contrib. of vent. heat recovery | + losses distribution and heat emission | + losses storage | heat generator output | [5 empty] | energy need space heating | – usable contribution of hot water system | – usable contrib. of vent. heat recovery | + losses distribution and heat emission | + losses storage | heat generator output | [5 empty] | energy need space heating | – usable contribution of hot water system | – usable contrib. of vent. heat recovery | + losses distribution and heat emission | + losses storage | heat generator output | [5 empty] | energy need space heating | – usable contribution of hot water system | – usable contrib. of vent. heat recovery | + losses distribution and heat emission | + losses storage | heat generator output | [5 empty] | energy need space heating | – usable contribution of hot water system | – usable contrib. of vent. heat recovery | + losses distribution and heat emission | + losses storage | heat generator output | [5 empty] | energy need space heating | – usable contribution of hot water system | – usable contrib. of vent. heat recovery | + losses distribution and heat emission | + losses storage | heat generator output | [5 empty] | energy need space heating | – usable contribution of hot water system | – usable contrib. of vent. heat recovery | + losses distribution and heat emission | + losses storage | heat generator output | [5 empty] | energy need space heating | – usable contribution of hot water system | – usable contrib. of vent. heat recovery | + losses distribution and heat emission | + losses storage | heat generator output | [5 empty] | energy need space heating | – usable contribution of hot water system | – usable contrib. of vent. heat recovery | + losses distribution and heat emission | + losses storage | heat generator output | [5 empty] | energy need space heating | – usable contribution of hot water system | – usable contrib. of vent. heat recovery | + losses distribution and heat emission | + losses storage | heat generator output | [5 empty] | energy need space heating | – usable contribution of hot water system | – usable contrib. of vent. heat recovery | + losses distribution and heat emission | + losses storage | heat generator output | [5 empty] | energy need space heating | – usable contribution of hot water system | – usable contrib. of vent. heat recovery | + losses distribution and heat emission | + losses storage | heat generator output | [5 empty] | energy need space heating | – usable contribution of hot water system | – usable contrib. of vent. heat recovery | + losses distribution and heat emission | + losses storage | heat generator output | [5 empty] | energy need space heating | – usable contribution of hot water system | – usable contrib. of vent. heat recovery | + losses distribution and heat emission | + losses storage | heat generator output | [5 empty] | energy need space heating | – usable contribution of hot water system | – usable contrib. of vent. heat recovery | + losses distribution and heat emission | + losses storage | heat generator output | [5 empty] | energy need space heating | – usable contribution of hot water system | – usable contrib. of vent. heat recovery | + losses distribution and heat emission | + losses storage | heat generator output | [5 empty] | energy need space heating | – usable contribution of hot water system | – usable contrib. of vent. heat recovery | + losses distribution and heat emission | + losses storage | heat generator output
| qnd,h | hh,gn · qw,h | hh,gn · qve,h,rec | qd,h | qs,h | qg,h,out = qnd,h - qw,h - qve,h,rec + qd,h + qs,h | [6 empty] | qnd,h | hh,gn · qw,h | hh,gn · qve,h,rec | qd,h | qs,h | qg,h,out = qnd,h - qw,h - qve,h,rec + qd,h + qs,h | [5 empty] | qnd,h | hh,gn · qw,h | hh,gn · qve,h,rec | qd,h | qs,h | qg,h,out = qnd,h - qw,h - qve,h,rec + qd,h + qs,h | [5 empty] | qnd,h | hh,gn · qw,h | hh,gn · qve,h,rec | qd,h | qs,h | qg,h,out = qnd,h - qw,h - qve,h,rec + qd,h + qs,h | [5 empty] | qnd,h | hh,gn · qw,h | hh,gn · qve,h,rec | qd,h | qs,h | qg,h,out = qnd,h - qw,h - qve,h,rec + qd,h + qs,h | [5 empty] | qnd,h | hh,gn · qw,h | hh,gn · qve,h,rec | qd,h | qs,h | qg,h,out = qnd,h - qw,h - qve,h,rec + qd,h + qs,h | [5 empty] | qnd,h | hh,gn · qw,h | hh,gn · qve,h,rec | qd,h | qs,h | qg,h,out = qnd,h - qw,h - qve,h,rec + qd,h + qs,h | [5 empty] | qnd,h | hh,gn · qw,h | hh,gn · qve,h,rec | qd,h | qs,h | qg,h,out = qnd,h - qw,h - qve,h,rec + qd,h + qs,h | [5 empty] | qnd,h | hh,gn · qw,h | hh,gn · qve,h,rec | qd,h | qs,h | qg,h,out = qnd,h - qw,h - qve,h,rec + qd,h + qs,h | [5 empty] | qnd,h | hh,gn · qw,h | hh,gn · qve,h,rec | qd,h | qs,h | qg,h,out = qnd,h - qw,h - qve,h,rec + qd,h + qs,h | [5 empty] | qnd,h | hh,gn · qw,h | hh,gn · qve,h,rec | qd,h | qs,h | qg,h,out = qnd,h - qw,h - qve,h,rec + qd,h + qs,h | [5 empty] | qnd,h | hh,gn · qw,h | hh,gn · qve,h,rec | qd,h | qs,h | qg,h,out = qnd,h - qw,h - qve,h,rec + qd,h + qs,h | [5 empty] | qnd,h | hh,gn · qw,h | hh,gn · qve,h,rec | qd,h | qs,h | qg,h,out = qnd,h - qw,h - qve,h,rec + qd,h + qs,h | [5 empty] | qnd,h | hh,gn · qw,h | hh,gn · qve,h,rec | qd,h | qs,h | qg,h,out = qnd,h - qw,h - qve,h,rec + qd,h + qs,h | [5 empty] | qnd,h | hh,gn · qw,h | hh,gn · qve,h,rec | qd,h | qs,h | qg,h,out = qnd,h - qw,h - qve,h,rec + qd,h + qs,h | [5 empty] | qnd,h | hh,gn · qw,h | hh,gn · qve,h,rec | qd,h | qs,h | qg,h,out = qnd,h - qw,h - qve,h,rec + qd,h + qs,h | [5 empty] | qnd,h | hh,gn · qw,h | hh,gn · qve,h,rec | qd,h | qs,h | qg,h,out = qnd,h - qw,h - qve,h,rec + qd,h + qs,h | [5 empty] | qnd,h | hh,gn · qw,h | hh,gn · qve,h,rec | qd,h | qs,h | qg,h,out = qnd,h - qw,h - qve,h,rec + qd,h + qs,h | [5 empty] | qnd,h | hh,gn · qw,h | hh,gn · qve,h,rec | qd,h | qs,h | qg,h,out = qnd,h - qw,h - qve,h,rec + qd,h + qs,h
| kWh/(m²a) | kWh/(m²a) | kWh/(m²a) | kWh/(m²a) | kWh/(m²a) | kWh/(m²a) | [6 empty] | kWh/(m²a) | kWh/(m²a) | kWh/(m²a) | kWh/(m²a) | kWh/(m²a) | kWh/(m²a) | [5 empty] | kWh/(m²a) | kWh/(m²a) | kWh/(m²a) | kWh/(m²a) | kWh/(m²a) | kWh/(m²a) | [5 empty] | kWh/(m²a) | kWh/(m²a) | kWh/(m²a) | kWh/(m²a) | kWh/(m²a) | kWh/(m²a) | [5 empty] | kWh/(m²a) | kWh/(m²a) | kWh/(m²a) | kWh/(m²a) | kWh/(m²a) | kWh/(m²a) | [5 empty] | kWh/(m²a) | kWh/(m²a) | kWh/(m²a) | kWh/(m²a) | kWh/(m²a) | kWh/(m²a) | [5 empty] | kWh/(m²a) | kWh/(m²a) | kWh/(m²a) | kWh/(m²a) | kWh/(m²a) | kWh/(m²a) | [5 empty] | kWh/(m²a) | kWh/(m²a) | kWh/(m²a) | kWh/(m²a) | kWh/(m²a) | kWh/(m²a) | [5 empty] | kWh/(m²a) | kWh/(m²a) | kWh/(m²a) | kWh/(m²a) | kWh/(m²a) | kWh/(m²a) | [5 empty] | kWh/(m²a) | kWh/(m²a) | kWh/(m²a) | kWh/(m²a) | kWh/(m²a) | kWh/(m²a) | [5 empty] | kWh/(m²a) | kWh/(m²a) | kWh/(m²a) | kWh/(m²a) | kWh/(m²a) | kWh/(m²a) | [5 empty] | kWh/(m²a) | kWh/(m²a) | kWh/(m²a) | kWh/(m²a) | kWh/(m²a) | kWh/(m²a) | [5 empty] | kWh/(m²a) | kWh/(m²a) | kWh/(m²a) | kWh/(m²a) | kWh/(m²a) | kWh/(m²a) | [5 empty] | kWh/(m²a) | kWh/(m²a) | kWh/(m²a) | kWh/(m²a) | kWh/(m²a) | kWh/(m²a) | [5 empty] | kWh/(m²a) | kWh/(m²a) | kWh/(m²a) | kWh/(m²a) | kWh/(m²a) | kWh/(m²a) | [5 empty] | kWh/(m²a) | kWh/(m²a) | kWh/(m²a) | kWh/(m²a) | kWh/(m²a) | kWh/(m²a) | [5 empty] | kWh/(m²a) | kWh/(m²a) | kWh/(m²a) | kWh/(m²a) | kWh/(m²a) | kWh/(m²a) | [5 empty] | kWh/(m²a) | kWh/(m²a) | kWh/(m²a) | kWh/(m²a) | kWh/(m²a) | kWh/(m²a) | [5 empty] | kWh/(m²a) | kWh/(m²a) | kWh/(m²a) | kWh/(m²a) | kWh/(m²a) | kWh/(m²a)
| 147.4151 | 1.1 | 0 | 6.5 | 0 | 152.8151 | [6 empty] | 40.5533 | 1.1 | 0 | 6.5 | 0 | 45.9533 | [5 empty] | 91.3404 | 0.75779 | 0 | 6.5 | 0 | 97.0826 | [5 empty] | 91.3625 | 0.75779 | 24.3056 | 6.5 | 0 | 72.7991 | [5 empty] | 93.9515 | 1.1 | 0 | 6.5 | 0 | 99.3515 | [5 empty] | 92.3813 | 1.1 | 0 | 6.5 | 0 | 97.7813 | [5 empty] | 91.3625 | 1.1 | 0 | 6.5 | 0 | 96.7625 | [5 empty] | 92.4034 | 0.75779 | 0 | 6.5 | 0 | 98.1456 | [5 empty] | 121.5915 | 0.75779 | 27.8682 | 6.5 | 0 | 99.4655 | [5 empty] | 120.0787 | 1.1 | 0 | 6.5 | 0 | 125.4787 | [5 empty] | 122.5905 | 1.1 | 0 | 6.5 | 0 | 127.9905 | [5 empty] | 56.3583 | 1.1 | 0 | 6.5 | 0 | 61.7583 | [5 empty] | 103.7267 | 0.75779 | 0 | 6.5 | 0 | 109.4689 | [5 empty] | 103.6253 | 0.75779 | 28.2195 | 6.5 | 0 | 81.148 | [5 empty] | 109.8799 | 1.1 | 0 | 6.5 | 0 | 115.2799 | [5 empty] | 101.3737 | 1.1 | 0 | 6.5 | 0 | 106.7737 | [5 empty] | 95.0401 | 1.1 | 0 | 6.5 | 0 | 100.4401 | [5 empty] | 101.2719 | 0.75779 | 0 | 6.5 | 0 | 107.0141 | [5 empty] | 120.0999 | 0.75779 | 27.8977 | 6.5 | 0 | 97.9444
| Gain utilisation factor (heating contributions from DHW and vent. system) |  |  |  |  | 1 | [6 empty] | Gain utilisation factor (heating contributions from DHW and vent. system) |  |  |  |  | 1 | [5 empty] | Gain utilisation factor (heating contributions from DHW and vent. system) |  |  |  |  | 0.83 | [5 empty] | Gain utilisation factor (heating contributions from DHW and vent. system) |  |  |  |  | 0.83 | [5 empty] | Gain utilisation factor (heating contributions from DHW and vent. system) |  |  |  |  | 1 | [5 empty] | Gain utilisation factor (heating contributions from DHW and vent. system) |  |  |  |  | 1 | [5 empty] | Gain utilisation factor (heating contributions from DHW and vent. system) |  |  |  |  | 1 | [5 empty] | Gain utilisation factor (heating contributions from DHW and vent. system) |  |  |  |  | 0.83 | [5 empty] | Gain utilisation factor (heating contributions from DHW and vent. system) |  |  |  |  | 0.83 | [5 empty] | Gain utilisation factor (heating contributions from DHW and vent. system) |  |  |  |  | 1 | [5 empty] | Gain utilisation factor (heating contributions from DHW and vent. system) |  |  |  |  | 1 | [5 empty] | Gain utilisation factor (heating contributions from DHW and vent. system) |  |  |  |  | 1 | [5 empty] | Gain utilisation factor (heating contributions from DHW and vent. system) |  |  |  |  | 0.83 | [5 empty] | Gain utilisation factor (heating contributions from DHW and vent. system) |  |  |  |  | 0.83 | [5 empty] | Gain utilisation factor (heating contributions from DHW and vent. system) |  |  |  |  | 1 | [5 empty] | Gain utilisation factor (heating contributions from DHW and vent. system) |  |  |  |  | 1 | [5 empty] | Gain utilisation factor (heating contributions from DHW and vent. system) |  |  |  |  | 1 | [5 empty] | Gain utilisation factor (heating contributions from DHW and vent. system) |  |  |  |  | 0.83 | [5 empty] | Gain utilisation factor (heating contributions from DHW and vent. system) |  |  |  |  | 0.83
|  | DHW recoverable for SH |  |  |  | 1.1 | [7 empty] | DHW recoverable for SH |  |  |  | 1.1 | [6 empty] | DHW recoverable for SH |  |  |  | 0.913 | [6 empty] | DHW recoverable for SH |  |  |  | 0.913 | [6 empty] | DHW recoverable for SH |  |  |  | 1.1 | [6 empty] | DHW recoverable for SH |  |  |  | 1.1 | [6 empty] | DHW recoverable for SH |  |  |  | 1.1 | [6 empty] | DHW recoverable for SH |  |  |  | 0.913 | [6 empty] | DHW recoverable for SH |  |  |  | 0.913 | [6 empty] | DHW recoverable for SH |  |  |  | 1.1 | [6 empty] | DHW recoverable for SH |  |  |  | 1.1 | [6 empty] | DHW recoverable for SH |  |  |  | 1.1 | [6 empty] | DHW recoverable for SH |  |  |  | 0.913 | [6 empty] | DHW recoverable for SH |  |  |  | 0.913 | [6 empty] | DHW recoverable for SH |  |  |  | 1.1 | [6 empty] | DHW recoverable for SH |  |  |  | 1.1 | [6 empty] | DHW recoverable for SH |  |  |  | 1.1 | [6 empty] | DHW recoverable for SH |  |  |  | 0.913 | [6 empty] | DHW recoverable for SH |  |  |  | 0.913
|  |  | Ventilation heat recovery | [11 empty] | Ventilation heat recovery | [10 empty] | Ventilation heat recovery | [10 empty] | Ventilation heat recovery | [10 empty] | Ventilation heat recovery | [10 empty] | Ventilation heat recovery | [10 empty] | Ventilation heat recovery | [10 empty] | Ventilation heat recovery | [10 empty] | Ventilation heat recovery | [10 empty] | Ventilation heat recovery | [10 empty] | Ventilation heat recovery | [10 empty] | Ventilation heat recovery | [10 empty] | Ventilation heat recovery | [10 empty] | Ventilation heat recovery | [10 empty] | Ventilation heat recovery | [10 empty] | Ventilation heat recovery | [10 empty] | Ventilation heat recovery | [10 empty] | Ventilation heat recovery | [10 empty] | Ventilation heat recovery
|  |  |  | qve,h,rec | kWh/(m²a) | 0 | [9 empty] | qve,h,rec | kWh/(m²a) | 0 | [8 empty] | qve,h,rec | kWh/(m²a) | 0 | [8 empty] | qve,h,rec | kWh/(m²a) | 29.2839 | [8 empty] | qve,h,rec | kWh/(m²a) | 0 | [8 empty] | qve,h,rec | kWh/(m²a) | 0 | [8 empty] | qve,h,rec | kWh/(m²a) | 0 | [8 empty] | qve,h,rec | kWh/(m²a) | 0 | [8 empty] | qve,h,rec | kWh/(m²a) | 33.5761 | [8 empty] | qve,h,rec | kWh/(m²a) | 0 | [8 empty] | qve,h,rec | kWh/(m²a) | 0 | [8 empty] | qve,h,rec | kWh/(m²a) | 0 | [8 empty] | qve,h,rec | kWh/(m²a) | 0 | [8 empty] | qve,h,rec | kWh/(m²a) | 33.9994 | [8 empty] | qve,h,rec | kWh/(m²a) | 0 | [8 empty] | qve,h,rec | kWh/(m²a) | 0 | [8 empty] | qve,h,rec | kWh/(m²a) | 0 | [8 empty] | qve,h,rec | kWh/(m²a) | 0 | [8 empty] | qve,h,rec | kWh/(m²a) | 33.6117
|  |  |  | hve,rec | % | 0 | [9 empty] | hve,rec | % | 0 | [8 empty] | hve,rec | % | 0 | [8 empty] | hve,rec | % | 0.95 | [8 empty] | hve,rec | % | 0 | [8 empty] | hve,rec | % | 0 | [8 empty] | hve,rec | % | 0 | [8 empty] | hve,rec | % | 0 | [8 empty] | hve,rec | % | 0.95 | [8 empty] | hve,rec | % | 0 | [8 empty] | hve,rec | % | 0 | [8 empty] | hve,rec | % | 0 | [8 empty] | hve,rec | % | 0 | [8 empty] | hve,rec | % | 0.95 | [8 empty] | hve,rec | % | 0 | [8 empty] | hve,rec | % | 0 | [8 empty] | hve,rec | % | 0 | [8 empty] | hve,rec | % | 0 | [8 empty] | hve,rec | % | 0.95
|  |  |  | qht,ve | kWh/(m²a) | 40.3 | [9 empty] | qht,ve | kWh/(m²a) | 42.7 | [8 empty] | qht,ve | kWh/(m²a) | 28.4 | [8 empty] | qht,ve | kWh/(m²a) | 30.8251 | [8 empty] | qht,ve | kWh/(m²a) | 42.7 | [8 empty] | qht,ve | kWh/(m²a) | 42.7 | [8 empty] | qht,ve | kWh/(m²a) | 42.7 | [8 empty] | qht,ve | kWh/(m²a) | 28.4 | [8 empty] | qht,ve | kWh/(m²a) | 35.3433 | [8 empty] | qht,ve | kWh/(m²a) | 42.7 | [8 empty] | qht,ve | kWh/(m²a) | 42.7 | [8 empty] | qht,ve | kWh/(m²a) | 42.7 | [8 empty] | qht,ve | kWh/(m²a) | 28.4 | [8 empty] | qht,ve | kWh/(m²a) | 35.7889 | [8 empty] | qht,ve | kWh/(m²a) | 42.7 | [8 empty] | qht,ve | kWh/(m²a) | 42.7 | [8 empty] | qht,ve | kWh/(m²a) | 42.7 | [8 empty] | qht,ve | kWh/(m²a) | 28.4 | [8 empty] | qht,ve | kWh/(m²a) | 35.3807
| Energyware for space heating |  | share | expenditure factor | delivered energy | CHP: expenditure factor electricity | electricity production | [5 empty] | Energyware for space heating |  | share | expenditure factor | delivered energy | CHP: expenditure factor electricity | electricity production |  |  |  |  | Energyware for space heating |  | share | expenditure factor | delivered energy | CHP: expenditure factor electricity | electricity production |  |  |  |  | Energyware for space heating |  | share | expenditure factor | delivered energy | CHP: expenditure factor electricity | electricity production |  |  |  |  | Energyware for space heating |  | share | expenditure factor | delivered energy | CHP: expenditure factor electricity | electricity production |  |  |  |  | Energyware for space heating |  | share | expenditure factor | delivered energy | CHP: expenditure factor electricity | electricity production |  |  |  |  | Energyware for space heating |  | share | expenditure factor | delivered energy | CHP: expenditure factor electricity | electricity production |  |  |  |  | Energyware for space heating |  | share | expenditure factor | delivered energy | CHP: expenditure factor electricity | electricity production |  |  |  |  | Energyware for space heating |  | share | expenditure factor | delivered energy | CHP: expenditure factor electricity | electricity production |  |  |  |  | Energyware for space heating |  | share | expenditure factor | delivered energy | CHP: expenditure factor electricity | electricity production |  |  |  |  | Energyware for space heating |  | share | expenditure factor | delivered energy | CHP: expenditure factor electricity | electricity production |  |  |  |  | Energyware for space heating |  | share | expenditure factor | delivered energy | CHP: expenditure factor electricity | electricity production |  |  |  |  | Energyware for space heating |  | share | expenditure factor | delivered energy | CHP: expenditure factor electricity | electricity production |  |  |  |  | Energyware for space heating |  | share | expenditure factor | delivered energy | CHP: expenditure factor electricity | electricity production |  |  |  |  | Energyware for space heating |  | share | expenditure factor | delivered energy | CHP: expenditure factor electricity | electricity production |  |  |  |  | Energyware for space heating |  | share | expenditure factor | delivered energy | CHP: expenditure factor electricity | electricity production |  |  |  |  | Energyware for space heating |  | share | expenditure factor | delivered energy | CHP: expenditure factor electricity | electricity production |  |  |  |  | Energyware for space heating |  | share | expenditure factor | delivered energy | CHP: expenditure factor electricity | electricity production |  |  |  |  | Energyware for space heating |  | share | expenditure factor | delivered energy | CHP: expenditure factor electricity | electricity production
|  |  | and,h,i | eg,h,i | qdel,h,i | eg,el,h,i | qprod,el,h,i | [7 empty] | and,h,i | eg,h,i | qdel,h,i | eg,el,h,i | qprod,el,h,i | [6 empty] | and,h,i | eg,h,i | qdel,h,i | eg,el,h,i | qprod,el,h,i | [6 empty] | and,h,i | eg,h,i | qdel,h,i | eg,el,h,i | qprod,el,h,i | [6 empty] | and,h,i | eg,h,i | qdel,h,i | eg,el,h,i | qprod,el,h,i | [6 empty] | and,h,i | eg,h,i | qdel,h,i | eg,el,h,i | qprod,el,h,i | [6 empty] | and,h,i | eg,h,i | qdel,h,i | eg,el,h,i | qprod,el,h,i | [6 empty] | and,h,i | eg,h,i | qdel,h,i | eg,el,h,i | qprod,el,h,i | [6 empty] | and,h,i | eg,h,i | qdel,h,i | eg,el,h,i | qprod,el,h,i | [6 empty] | and,h,i | eg,h,i | qdel,h,i | eg,el,h,i | qprod,el,h,i | [6 empty] | and,h,i | eg,h,i | qdel,h,i | eg,el,h,i | qprod,el,h,i | [6 empty] | and,h,i | eg,h,i | qdel,h,i | eg,el,h,i | qprod,el,h,i | [6 empty] | and,h,i | eg,h,i | qdel,h,i | eg,el,h,i | qprod,el,h,i | [6 empty] | and,h,i | eg,h,i | qdel,h,i | eg,el,h,i | qprod,el,h,i | [6 empty] | and,h,i | eg,h,i | qdel,h,i | eg,el,h,i | qprod,el,h,i | [6 empty] | and,h,i | eg,h,i | qdel,h,i | eg,el,h,i | qprod,el,h,i | [6 empty] | and,h,i | eg,h,i | qdel,h,i | eg,el,h,i | qprod,el,h,i | [6 empty] | and,h,i | eg,h,i | qdel,h,i | eg,el,h,i | qprod,el,h,i | [6 empty] | and,h,i | eg,h,i | qdel,h,i | eg,el,h,i | qprod,el,h,i
1 | Gas heat generator |  | 100% | 1.05 | 160.4559 | 0 | 0 |  |  |  |  | 1 | Gas heat generator |  | 100% | 1.05 | 48.251 | 0 | 0 |  |  |  | 1 | Heat pump air source |  | 100% | 0.45 | 43.6872 | 0 | 0 |  |  |  | 1 | Heat pump air source |  | 100% | 0.45 | 32.7596 | 0 | 0 |  |  |  | 1 | Gas heat generator |  | 100% | 1.05 | 104.3191 | 0 | 0 |  |  |  | 1 | Gas heat generator |  | 100% | 1.05 | 102.6704 | 0 | 0 |  |  |  | 1 | Gas heat generator |  | 100% | 1.05 | 101.6006 | 0 | 0 |  |  |  | 1 | Heat pump air source |  | 100% | 0.45 | 44.1655 | 0 | 0 |  |  |  | 1 | Heat pump air source |  | 100% | 0.45 | 44.7595 | 0 | 0 |  |  |  | 1 | Gas heat generator |  | 100% | 1.05 | 131.7526 | 0 | 0 |  |  |  | 1 | Gas heat generator |  | 100% | 1.05 | 134.3901 | 0 | 0 |  |  |  | 1 | Gas heat generator |  | 100% | 1.05 | 64.8462 | 0 | 0 |  |  |  | 1 | Heat pump air source |  | 100% | 0.45 | 49.261 | 0 | 0 |  |  |  | 1 | Heat pump air source |  | 100% | 0.45 | 36.5166 | 0 | 0 |  |  |  | 1 | Gas heat generator |  | 100% | 1.05 | 121.0439 | 0 | 0 |  |  |  | 1 | Gas heat generator |  | 100% | 1.05 | 112.1123 | 0 | 0 |  |  |  | 1 | Gas heat generator |  | 100% | 1.05 | 105.4621 | 0 | 0 |  |  |  | 1 | Heat pump air source |  | 100% | 0.45 | 48.1563 | 0 | 0 |  |  |  | 1 | Heat pump air source |  | 100% | 0.45 | 44.075 | 0 | 0
2 |  |  | 0 | [8 empty] | 2 |  |  | 0 | [7 empty] | 2 |  |  | 0 | [7 empty] | 2 |  |  | 0 | [7 empty] | 2 |  |  | 0 | [7 empty] | 2 |  |  | 0 | [7 empty] | 2 |  |  | 0 | [7 empty] | 2 |  |  | 0 | [7 empty] | 2 |  |  | 0 | [7 empty] | 2 |  |  | 0 | [7 empty] | 2 |  |  | 0 | [7 empty] | 2 |  |  | 0 | [7 empty] | 2 |  |  | 0 | [7 empty] | 2 |  |  | 0 | [7 empty] | 2 |  |  | 0 | [7 empty] | 2 |  |  | 0 | [7 empty] | 2 |  |  | 0 | [7 empty] | 2 |  |  | 0 | [7 empty] | 2 |  |  | 0
3 | [11 empty] | 3 | [10 empty] | 3 | [10 empty] | 3 | [10 empty] | 3 | [10 empty] | 3 | [10 empty] | 3 | [10 empty] | 3 | [10 empty] | 3 | [10 empty] | 3 | [10 empty] | 3 | [10 empty] | 3 | [10 empty] | 3 | [10 empty] | 3 | [10 empty] | 3 | [10 empty] | 3 | [10 empty] | 3 | [10 empty] | 3 | [10 empty] | 3
| Auxiliary energy (El) |  |  |  | 6.3 | [7 empty] | Auxiliary energy | [10 empty] | Auxiliary energy | [10 empty] | Auxiliary energy | [10 empty] | Auxiliary energy | [10 empty] | Auxiliary energy | [10 empty] | Auxiliary energy | [10 empty] | Auxiliary energy | [10 empty] | Auxiliary energy | [10 empty] | Auxiliary energy | [10 empty] | Auxiliary energy | [10 empty] | Auxiliary energy | [10 empty] | Auxiliary energy | [10 empty] | Auxiliary energy | [10 empty] | Auxiliary energy | [10 empty] | Auxiliary energy | [10 empty] | Auxiliary energy | [10 empty] | Auxiliary energy | [10 empty] | Auxiliary energy
| Heating |  |  |  | 2.8 | [7 empty] | Heating |  |  |  | 2.8 | [6 empty] | Heating |  |  |  | 2.8 | [6 empty] | Heating |  |  |  | 2.8 | [6 empty] | Heating |  |  |  | 2.8 | [6 empty] | Heating |  |  |  | 2.8 | [6 empty] | Heating |  |  |  | 2.8 | [6 empty] | Heating |  |  |  | 2.8 | [6 empty] | Heating |  |  |  | 2.8 | [6 empty] | Heating |  |  |  | 2.8 | [6 empty] | Heating |  |  |  | 2.8 | [6 empty] | Heating |  |  |  | 2.8 | [6 empty] | Heating |  |  |  | 2.8 | [6 empty] | Heating |  |  |  | 2.8 | [6 empty] | Heating |  |  |  | 2.8 | [6 empty] | Heating |  |  |  | 2.8 | [6 empty] | Heating |  |  |  | 2.8 | [6 empty] | Heating |  |  |  | 2.8 | [6 empty] | Heating |  |  |  | 2.8
| Ventilation |  |  |  | 3.5 | [7 empty] | Ventilation |  |  |  | 2.4 | [6 empty] | Ventilation |  |  |  | 4.2 | [6 empty] | Ventilation |  |  |  | 4.2 | [6 empty] | Ventilation |  |  |  | 2.4 | [6 empty] | Ventilation |  |  |  | 2.4 | [6 empty] | Ventilation |  |  |  | 2.4 | [6 empty] | Ventilation |  |  |  | 4.2 | [6 empty] | Ventilation |  |  |  | 4.2 | [6 empty] | Ventilation |  |  |  | 2.4 | [6 empty] | Ventilation |  |  |  | 2.4 | [6 empty] | Ventilation |  |  |  | 2.4 | [6 empty] | Ventilation |  |  |  | 4.2 | [6 empty] | Ventilation |  |  |  | 4.2 | [6 empty] | Ventilation |  |  |  | 2.4 | [6 empty] | Ventilation |  |  |  | 2.4 | [6 empty] | Ventilation |  |  |  | 2.4 | [6 empty] | Ventilation |  |  |  | 4.2 | [6 empty] | Ventilation |  |  |  | 4.2
| Domestic Hot Water System | [11 empty] | Domestic Hot Water System | [10 empty] | Domestic Hot Water System | [10 empty] | Domestic Hot Water System | [10 empty] | Domestic Hot Water System | [10 empty] | Domestic Hot Water System | [10 empty] | Domestic Hot Water System | [10 empty] | Domestic Hot Water System | [10 empty] | Domestic Hot Water System | [10 empty] | Domestic Hot Water System | [10 empty] | Domestic Hot Water System | [10 empty] | Domestic Hot Water System | [10 empty] | Domestic Hot Water System | [10 empty] | Domestic Hot Water System | [10 empty] | Domestic Hot Water System | [10 empty] | Domestic Hot Water System | [10 empty] | Domestic Hot Water System | [10 empty] | Domestic Hot Water System | [10 empty] | Domestic Hot Water System
| energy need space heating | + losses distribution and heat emission | + losses storage |  |  | heat generator output | [6 empty] | energy need space heating | + losses distribution and heat emission | + losses storage |  |  | heat generator output | [5 empty] | energy need space heating | + losses distribution and heat emission | + losses storage |  |  | heat generator output | [5 empty] | energy need space heating | + losses distribution and heat emission | + losses storage |  |  | heat generator output | [5 empty] | energy need space heating | + losses distribution and heat emission | + losses storage |  |  | heat generator output | [5 empty] | energy need space heating | + losses distribution and heat emission | + losses storage |  |  | heat generator output | [5 empty] | energy need space heating | + losses distribution and heat emission | + losses storage |  |  | heat generator output | [5 empty] | energy need space heating | + losses distribution and heat emission | + losses storage |  |  | heat generator output | [5 empty] | energy need space heating | + losses distribution and heat emission | + losses storage |  |  | heat generator output | [5 empty] | energy need space heating | + losses distribution and heat emission | + losses storage |  |  | heat generator output | [5 empty] | energy need space heating | + losses distribution and heat emission | + losses storage |  |  | heat generator output | [5 empty] | energy need space heating | + losses distribution and heat emission | + losses storage |  |  | heat generator output | [5 empty] | energy need space heating | + losses distribution and heat emission | + losses storage |  |  | heat generator output | [5 empty] | energy need space heating | + losses distribution and heat emission | + losses storage |  |  | heat generator output | [5 empty] | energy need space heating | + losses distribution and heat emission | + losses storage |  |  | heat generator output | [5 empty] | energy need space heating | + losses distribution and heat emission | + losses storage |  |  | heat generator output | [5 empty] | energy need space heating | + losses distribution and heat emission | + losses storage |  |  | heat generator output | [5 empty] | energy need space heating | + losses distribution and heat emission | + losses storage |  |  | heat generator output | [5 empty] | energy need space heating | + losses distribution and heat emission | + losses storage |  |  | heat generator output
[6 empty] | qg,h,out = qnd,h - qw,h - qve,h,rec + qd,h + qs,h | [11 empty] | qg,h,out = qnd,h - qw,h - qve,h,rec + qd,h + qs,h | [10 empty] | qg,h,out = qnd,h - qw,h - qve,h,rec + qd,h + qs,h | [10 empty] | qg,h,out = qnd,h - qw,h - qve,h,rec + qd,h + qs,h | [10 empty] | qg,h,out = qnd,h - qw,h - qve,h,rec + qd,h + qs,h | [10 empty] | qg,h,out = qnd,h - qw,h - qve,h,rec + qd,h + qs,h | [10 empty] | qg,h,out = qnd,h - qw,h - qve,h,rec + qd,h + qs,h | [10 empty] | qg,h,out = qnd,h - qw,h - qve,h,rec + qd,h + qs,h | [10 empty] | qg,h,out = qnd,h - qw,h - qve,h,rec + qd,h + qs,h | [10 empty] | qg,h,out = qnd,h - qw,h - qve,h,rec + qd,h + qs,h | [10 empty] | qg,h,out = qnd,h - qw,h - qve,h,rec + qd,h + qs,h | [10 empty] | qg,h,out = qnd,h - qw,h - qve,h,rec + qd,h + qs,h | [10 empty] | qg,h,out = qnd,h - qw,h - qve,h,rec + qd,h + qs,h | [10 empty] | qg,h,out = qnd,h - qw,h - qve,h,rec + qd,h + qs,h | [10 empty] | qg,h,out = qnd,h - qw,h - qve,h,rec + qd,h + qs,h | [10 empty] | qg,h,out = qnd,h - qw,h - qve,h,rec + qd,h + qs,h | [10 empty] | qg,h,out = qnd,h - qw,h - qve,h,rec + qd,h + qs,h | [10 empty] | qg,h,out = qnd,h - qw,h - qve,h,rec + qd,h + qs,h | [10 empty] | qg,h,out = qnd,h - qw,h - qve,h,rec + qd,h + qs,h
| 10 | 4.4 | 0 |  |  | 14.4 | [6 empty] | 10 | 4.4 | 0 |  |  | 14.4 | [5 empty] | 10 | 4.4 | 0 |  |  | 14.4 | [5 empty] | 10 | 4.4 | 0 |  |  | 14.4 | [5 empty] | 10 | 4.4 | 0 |  |  | 14.4 | [5 empty] | 10 | 4.4 | 0 |  |  | 14.4 | [5 empty] | 10 | 4.4 | 0 |  |  | 14.4 | [5 empty] | 10 | 4.4 | 0 |  |  | 14.4 | [5 empty] | 10 | 4.4 | 0 |  |  | 14.4 | [5 empty] | 10 | 4.4 | 0 |  |  | 14.4 | [5 empty] | 10 | 4.4 | 0 |  |  | 14.4 | [5 empty] | 10 | 4.4 | 0 |  |  | 14.4 | [5 empty] | 10 | 4.4 | 0 |  |  | 14.4 | [5 empty] | 10 | 4.4 | 0 |  |  | 14.4 | [5 empty] | 10 | 4.4 | 0 |  |  | 14.4 | [5 empty] | 10 | 4.4 | 0 |  |  | 14.4 | [5 empty] | 10 | 4.4 | 0 |  |  | 14.4 | [5 empty] | 10 | 4.4 | 0 |  |  | 14.4 | [5 empty] | 10 | 4.4 | 0 |  |  | 14.4
| Energyware for DHW |  | share | expenditure factor | delivered energy | CHP: expenditure factor electricity | electricity production | [5 empty] | Energyware for DHW |  | share | expenditure factor | delivered energy | CHP: expenditure factor electricity | electricity production |  |  |  |  | Energyware for DHW |  | share | expenditure factor | delivered energy | CHP: expenditure factor electricity | electricity production |  |  |  |  | Energyware for DHW |  | share | expenditure factor | delivered energy | CHP: expenditure factor electricity | electricity production |  |  |  |  | Energyware for DHW |  | share | expenditure factor | delivered energy | CHP: expenditure factor electricity | electricity production |  |  |  |  | Energyware for DHW |  | share | expenditure factor | delivered energy | CHP: expenditure factor electricity | electricity production |  |  |  |  | Energyware for DHW |  | share | expenditure factor | delivered energy | CHP: expenditure factor electricity | electricity production |  |  |  |  | Energyware for DHW |  | share | expenditure factor | delivered energy | CHP: expenditure factor electricity | electricity production |  |  |  |  | Energyware for DHW |  | share | expenditure factor | delivered energy | CHP: expenditure factor electricity | electricity production |  |  |  |  | Energyware for DHW |  | share | expenditure factor | delivered energy | CHP: expenditure factor electricity | electricity production |  |  |  |  | Energyware for DHW |  | share | expenditure factor | delivered energy | CHP: expenditure factor electricity | electricity production |  |  |  |  | Energyware for DHW |  | share | expenditure factor | delivered energy | CHP: expenditure factor electricity | electricity production |  |  |  |  | Energyware for DHW |  | share | expenditure factor | delivered energy | CHP: expenditure factor electricity | electricity production |  |  |  |  | Energyware for DHW |  | share | expenditure factor | delivered energy | CHP: expenditure factor electricity | electricity production |  |  |  |  | Energyware for DHW |  | share | expenditure factor | delivered energy | CHP: expenditure factor electricity | electricity production |  |  |  |  | Energyware for DHW |  | share | expenditure factor | delivered energy | CHP: expenditure factor electricity | electricity production |  |  |  |  | Energyware for DHW |  | share | expenditure factor | delivered energy | CHP: expenditure factor electricity | electricity production |  |  |  |  | Energyware for DHW |  | share | expenditure factor | delivered energy | CHP: expenditure factor electricity | electricity production |  |  |  |  | Energyware for DHW |  | share | expenditure factor | delivered energy | CHP: expenditure factor electricity | electricity production
|  |  | and,h,i | eg,h,i | qdel,h,i | eg,el,h,i | qprod,el,h,i | [7 empty] | and,h,i | eg,h,i | qdel,h,i | eg,el,h,i | qprod,el,h,i | [6 empty] | and,h,i | eg,h,i | qdel,h,i | eg,el,h,i | qprod,el,h,i | [6 empty] | and,h,i | eg,h,i | qdel,h,i | eg,el,h,i | qprod,el,h,i | [6 empty] | and,h,i | eg,h,i | qdel,h,i | eg,el,h,i | qprod,el,h,i | [6 empty] | and,h,i | eg,h,i | qdel,h,i | eg,el,h,i | qprod,el,h,i | [6 empty] | and,h,i | eg,h,i | qdel,h,i | eg,el,h,i | qprod,el,h,i | [6 empty] | and,h,i | eg,h,i | qdel,h,i | eg,el,h,i | qprod,el,h,i | [6 empty] | and,h,i | eg,h,i | qdel,h,i | eg,el,h,i | qprod,el,h,i | [6 empty] | and,h,i | eg,h,i | qdel,h,i | eg,el,h,i | qprod,el,h,i | [6 empty] | and,h,i | eg,h,i | qdel,h,i | eg,el,h,i | qprod,el,h,i | [6 empty] | and,h,i | eg,h,i | qdel,h,i | eg,el,h,i | qprod,el,h,i | [6 empty] | and,h,i | eg,h,i | qdel,h,i | eg,el,h,i | qprod,el,h,i | [6 empty] | and,h,i | eg,h,i | qdel,h,i | eg,el,h,i | qprod,el,h,i | [6 empty] | and,h,i | eg,h,i | qdel,h,i | eg,el,h,i | qprod,el,h,i | [6 empty] | and,h,i | eg,h,i | qdel,h,i | eg,el,h,i | qprod,el,h,i | [6 empty] | and,h,i | eg,h,i | qdel,h,i | eg,el,h,i | qprod,el,h,i | [6 empty] | and,h,i | eg,h,i | qdel,h,i | eg,el,h,i | qprod,el,h,i | [6 empty] | and,h,i | eg,h,i | qdel,h,i | eg,el,h,i | qprod,el,h,i
1 | Gas heat generator |  | 100% | 1.11 | 15.984 | 0 | 0 |  |  |  |  | 1 | Gas heat generator |  | 100% | 1.11 | 15.984 | 0 | 0 |  |  |  | 1 | El PV |  | 100% | 1.11 | 15.984 | 0 | 0 |  |  |  | 1 | El PV |  | 100% | 1.11 | 15.984 | 0 | 0 |  |  |  | 1 | Gas heat generator |  | 100% | 1.11 | 15.984 | 0 | 0 |  |  |  | 1 | Gas heat generator |  | 100% | 1.11 | 15.984 | 0 | 0 |  |  |  | 1 | Gas heat generator |  | 100% | 1.11 | 15.984 | 0 | 0 |  |  |  | 1 | El PV |  | 100% | 1.11 | 15.984 | 0 | 0 |  |  |  | 1 | El PV |  | 100% | 1.11 | 15.984 | 0 | 0 |  |  |  | 1 | Gas heat generator |  | 100% | 1.11 | 15.984 | 0 | 0 |  |  |  | 1 | Gas heat generator |  | 100% | 1.11 | 15.984 | 0 | 0 |  |  |  | 1 | Gas heat generator |  | 100% | 1.11 | 15.984 | 0 | 0 |  |  |  | 1 | El PV |  | 100% | 1.11 | 15.984 | 0 | 0 |  |  |  | 1 | El PV |  | 100% | 1.11 | 15.984 | 0 | 0 |  |  |  | 1 | Gas heat generator |  | 100% | 1.11 | 15.984 | 0 | 0 |  |  |  | 1 | Gas heat generator |  | 100% | 1.11 | 15.984 | 0 | 0 |  |  |  | 1 | Gas heat generator |  | 100% | 1.11 | 15.984 | 0 | 0 |  |  |  | 1 | El PV |  | 100% | 1.11 | 15.984 | 0 | 0 |  |  |  | 1 | El PV |  | 100% | 1.11 | 15.984 | 0 | 0
2 |  |  | 0 | [8 empty] | 2 |  |  | 0 | [7 empty] | 2 |  |  | 0 | [7 empty] | 2 |  |  | 0 | [7 empty] | 2 |  |  | 0 | [7 empty] | 2 |  |  | 0 | [7 empty] | 2 |  |  | 0 | [7 empty] | 2 |  |  | 0 | [7 empty] | 2 |  |  | 0 | [7 empty] | 2 |  |  | 0 | [7 empty] | 2 |  |  | 0 | [7 empty] | 2 |  |  | 0 | [7 empty] | 2 |  |  | 0 | [7 empty] | 2 |  |  | 0 | [7 empty] | 2 |  |  | 0 | [7 empty] | 2 |  |  | 0 | [7 empty] | 2 |  |  | 0 | [7 empty] | 2 |  |  | 0 | [7 empty] | 2 |  |  | 0
3 | [11 empty] | 3 | [10 empty] | 3 | [10 empty] | 3 | [10 empty] | 3 | [10 empty] | 3 | [10 empty] | 3 | [10 empty] | 3 | [10 empty] | 3 | [10 empty] | 3 | [10 empty] | 3 | [10 empty] | 3 | [10 empty] | 3 | [10 empty] | 3 | [10 empty] | 3 | [10 empty] | 3 | [10 empty] | 3 | [10 empty] | 3 | [10 empty] | 3
| Auxiliary energy (energy consumed by fans, pumps and controls) |  |  |  | 0 | [7 empty] | Auxiliary energy (energy consumed by fans, pumps and controls) |  |  |  | 0 | [6 empty] | Auxiliary energy |  |  |  | 0 | [6 empty] | Auxiliary energy |  |  |  | 0 | [6 empty] | Auxiliary energy (energy consumed by fans, pumps and controls) |  |  |  | 0 | [6 empty] | Auxiliary energy (energy consumed by fans, pumps and controls) |  |  |  | 0 | [6 empty] | Auxiliary energy (energy consumed by fans, pumps and controls) |  |  |  | 0 | [6 empty] | Auxiliary energy |  |  |  | 0 | [6 empty] | Auxiliary energy |  |  |  | 0 | [6 empty] | Auxiliary energy (energy consumed by fans, pumps and controls) |  |  |  | 0 | [6 empty] | Auxiliary energy (energy consumed by fans, pumps and controls) |  |  |  | 0 | [6 empty] | Auxiliary energy (energy consumed by fans, pumps and controls) |  |  |  | 0 | [6 empty] | Auxiliary energy |  |  |  | 0 | [6 empty] | Auxiliary energy |  |  |  | 0 | [6 empty] | Auxiliary energy (energy consumed by fans, pumps and controls) |  |  |  | 0 | [6 empty] | Auxiliary energy (energy consumed by fans, pumps and controls) |  |  |  | 0 | [6 empty] | Auxiliary energy (energy consumed by fans, pumps and controls) |  |  |  | 0 | [6 empty] | Auxiliary energy |  |  |  | 0 | [6 empty] | Auxiliary energy |  |  |  | 0
| Energy Carrier Assessment | [11 empty] | Energy Carrier Assessment | [10 empty] | Energy Carrier Assessment | [10 empty] | Energy Carrier Assessment | [10 empty] | Energy Carrier Assessment | [10 empty] | Energy Carrier Assessment | [10 empty] | Energy Carrier Assessment | [10 empty] | Energy Carrier Assessment | [10 empty] | Energy Carrier Assessment | [10 empty] | Energy Carrier Assessment | [10 empty] | Energy Carrier Assessment | [10 empty] | Energy Carrier Assessment | [10 empty] | Energy Carrier Assessment | [10 empty] | Energy Carrier Assessment | [10 empty] | Energy Carrier Assessment | [10 empty] | Energy Carrier Assessment | [10 empty] | Energy Carrier Assessment | [10 empty] | Energy Carrier Assessment | [10 empty] | Energy Carrier Assessment
| Heating (+Ventilation system) |  | delivered energy | total primary energy |  | carbon dioxide emissions | [6 empty] | Heating (+Ventilation system) |  | delivered energy | total primary energy |  | carbon dioxide emissions | [5 empty] | Heating (+Ventilation system) |  | delivered energy | total primary energy |  | carbon dioxide emissions | [5 empty] | Heating (+Ventilation system) |  | delivered energy | total primary energy |  | carbon dioxide emissions | [5 empty] | Heating (+Ventilation system) |  | delivered energy | total primary energy |  | carbon dioxide emissions | [5 empty] | Heating (+Ventilation system) |  | delivered energy | total primary energy |  | carbon dioxide emissions | [5 empty] | Heating (+Ventilation system) |  | delivered energy | total primary energy |  | carbon dioxide emissions | [5 empty] | Heating (+Ventilation system) |  | delivered energy | total primary energy |  | carbon dioxide emissions | [5 empty] | Heating (+Ventilation system) |  | delivered energy | total primary energy |  | carbon dioxide emissions | [5 empty] | Heating (+Ventilation system) |  | delivered energy | total primary energy |  | carbon dioxide emissions | [5 empty] | Heating (+Ventilation system) |  | delivered energy | total primary energy |  | carbon dioxide emissions | [5 empty] | Heating (+Ventilation system) |  | delivered energy | total primary energy |  | carbon dioxide emissions | [5 empty] | Heating (+Ventilation system) |  | delivered energy | total primary energy |  | carbon dioxide emissions | [5 empty] | Heating (+Ventilation system) |  | delivered energy | total primary energy |  | carbon dioxide emissions | [5 empty] | Heating (+Ventilation system) |  | delivered energy | total primary energy |  | carbon dioxide emissions | [5 empty] | Heating (+Ventilation system) |  | delivered energy | total primary energy |  | carbon dioxide emissions | [5 empty] | Heating (+Ventilation system) |  | delivered energy | total primary energy |  | carbon dioxide emissions | [5 empty] | Heating (+Ventilation system) |  | delivered energy | total primary energy |  | carbon dioxide emissions | [5 empty] | Heating (+Ventilation system) |  | delivered energy | total primary energy |  | carbon dioxide emissions
|  |  | qdel,i | fp,total,i | qp,total,i = qdel,i fp,total,i | fCO2,i | mCO2,i = qdel,i fCO2,i | [7 empty] | qdel,i | fp,total,i | qp,total,i = qdel,i fp,total,i | fCO2,i | mCO2,i = qdel,i fCO2,i | [6 empty] | qdel,i | fp,total,i | qp,total,i = qdel,i fp,total,i | fCO2,i | mCO2,i = qdel,i fCO2,i | [6 empty] | qdel,i | fp,total,i | qp,total,i = qdel,i fp,total,i | fCO2,i | mCO2,i = qdel,i fCO2,i | [6 empty] | qdel,i | fp,total,i | qp,total,i = qdel,i fp,total,i | fCO2,i | mCO2,i = qdel,i fCO2,i | [6 empty] | qdel,i | fp,total,i | qp,total,i = qdel,i fp,total,i | fCO2,i | mCO2,i = qdel,i fCO2,i | [6 empty] | qdel,i | fp,total,i | qp,total,i = qdel,i fp,total,i | fCO2,i | mCO2,i = qdel,i fCO2,i | [6 empty] | qdel,i | fp,total,i | qp,total,i = qdel,i fp,total,i | fCO2,i | mCO2,i = qdel,i fCO2,i | [6 empty] | qdel,i | fp,total,i | qp,total,i = qdel,i fp,total,i | fCO2,i | mCO2,i = qdel,i fCO2,i | [6 empty] | qdel,i | fp,total,i | qp,total,i = qdel,i fp,total,i | fCO2,i | mCO2,i = qdel,i fCO2,i | [6 empty] | qdel,i | fp,total,i | qp,total,i = qdel,i fp,total,i | fCO2,i | mCO2,i = qdel,i fCO2,i | [6 empty] | qdel,i | fp,total,i | qp,total,i = qdel,i fp,total,i | fCO2,i | mCO2,i = qdel,i fCO2,i | [6 empty] | qdel,i | fp,total,i | qp,total,i = qdel,i fp,total,i | fCO2,i | mCO2,i = qdel,i fCO2,i | [6 empty] | qdel,i | fp,total,i | qp,total,i = qdel,i fp,total,i | fCO2,i | mCO2,i = qdel,i fCO2,i | [6 empty] | qdel,i | fp,total,i | qp,total,i = qdel,i fp,total,i | fCO2,i | mCO2,i = qdel,i fCO2,i | [6 empty] | qdel,i | fp,total,i | qp,total,i = qdel,i fp,total,i | fCO2,i | mCO2,i = qdel,i fCO2,i | [6 empty] | qdel,i | fp,total,i | qp,total,i = qdel,i fp,total,i | fCO2,i | mCO2,i = qdel,i fCO2,i | [6 empty] | qdel,i | fp,total,i | qp,total,i = qdel,i fp,total,i | fCO2,i | mCO2,i = qdel,i fCO2,i | [6 empty] | qdel,i | fp,total,i | qp,total,i = qdel,i fp,total,i | fCO2,i | mCO2,i = qdel,i fCO2,i
|  |  | kWh/m2a |  | kWh/m2a | g/kWh | kg/m2a | [7 empty] | kWh/m2a |  | kWh/m2a | g/kWh | kg/m2a | [6 empty] | kWh/m2a |  | kWh/m2a | g/kWh | kg/m2a | [6 empty] | kWh/m2a |  | kWh/m2a | g/kWh | kg/m2a | [6 empty] | kWh/m2a |  | kWh/m2a | g/kWh | kg/m2a | [6 empty] | kWh/m2a |  | kWh/m2a | g/kWh | kg/m2a | [6 empty] | kWh/m2a |  | kWh/m2a | g/kWh | kg/m2a | [6 empty] | kWh/m2a |  | kWh/m2a | g/kWh | kg/m2a | [6 empty] | kWh/m2a |  | kWh/m2a | g/kWh | kg/m2a | [6 empty] | kWh/m2a |  | kWh/m2a | g/kWh | kg/m2a | [6 empty] | kWh/m2a |  | kWh/m2a | g/kWh | kg/m2a | [6 empty] | kWh/m2a |  | kWh/m2a | g/kWh | kg/m2a | [6 empty] | kWh/m2a |  | kWh/m2a | g/kWh | kg/m2a | [6 empty] | kWh/m2a |  | kWh/m2a | g/kWh | kg/m2a | [6 empty] | kWh/m2a |  | kWh/m2a | g/kWh | kg/m2a | [6 empty] | kWh/m2a |  | kWh/m2a | g/kWh | kg/m2a | [6 empty] | kWh/m2a |  | kWh/m2a | g/kWh | kg/m2a | [6 empty] | kWh/m2a |  | kWh/m2a | g/kWh | kg/m2a | [6 empty] | kWh/m2a |  | kWh/m2a | g/kWh | kg/m2a
| Gas |  | 160.4559 | 1.05 | 168.4787 | 277 | 44.4463 | [5 empty] | Gas |  | 48.251 | 1.05 | 50.6635 | 277 | 13.3655 |  |  |  |  | EL PV |  | 50.6872 | 2.5 | 126.718 | 617 | 31.274 |  |  |  |  | EL PV |  | 39.7596 | 2.5 | 99.399 | 617 | 24.5317 |  |  |  |  | Gas |  | 104.3191 | 1.05 | 109.5351 | 277 | 28.8964 |  |  |  |  | Gas |  | 102.6704 | 1.05 | 107.8039 | 277 | 28.4397 |  |  |  |  | Gas |  | 101.6006 | 1.05 | 106.6807 | 277 | 28.1434 |  |  |  |  | EL PV |  | 51.1655 | 2.5 | 127.9138 | 617 | 31.5691 |  |  |  |  | EL PV |  | 51.7595 | 2.5 | 129.3987 | 617 | 31.9356 |  |  |  |  | Gas |  | 131.7526 | 1.05 | 138.3402 | 277 | 36.4955 |  |  |  |  | Gas |  | 134.3901 | 1.05 | 141.1096 | 277 | 37.226 |  |  |  |  | Gas |  | 64.8462 | 1.05 | 68.0885 | 277 | 17.9624 |  |  |  |  | EL PV |  | 56.261 | 2.5 | 140.6525 | 617 | 34.713 |  |  |  |  | EL PV |  | 43.5166 | 2.5 | 108.7915 | 617 | 26.8497 |  |  |  |  | Gas |  | 121.0439 | 1.05 | 127.0961 | 277 | 33.5292 |  |  |  |  | Gas |  | 112.1123 | 1.05 | 117.718 | 277 | 31.0551 |  |  |  |  | Gas |  | 105.4621 | 1.05 | 110.7352 | 277 | 29.213 |  |  |  |  | EL PV |  | 55.1563 | 2.5 | 137.8909 | 617 | 34.0315 |  |  |  |  | EL PV |  | 51.075 | 2.5 | 127.6875 | 617 | 31.5133
| Auxiliary electricity |  | 6.3 | 2.5 | 15.75 | 617 | 3.8871 | [5 empty] | Auxiliary electricity |  | 5.2 | 2.5 | 13 | 617 | 3.2084 | [26 empty] | Auxiliary electricity |  | 5.2 | 2.5 | 13 | 617 | 3.2084 |  |  |  |  | Auxiliary electricity |  | 5.2 | 2.5 | 13 | 617 | 3.2084 |  |  |  |  | Auxiliary electricity |  | 5.2 | 2.5 | 13 | 617 | 3.2084 | [26 empty] | Auxiliary electricity |  | 5.2 | 2.5 | 13 | 617 | 3.2084 |  |  |  |  | Auxiliary electricity |  | 5.2 | 2.5 | 13 | 617 | 3.2084 |  |  |  |  | Auxiliary electricity |  | 5.2 | 2.5 | 13 | 617 | 3.2084 | [26 empty] | Auxiliary electricity |  | 5.2 | 2.5 | 13 | 617 | 3.2084 |  |  |  |  | Auxiliary electricity |  | 5.2 | 2.5 | 13 | 617 | 3.2084 |  |  |  |  | Auxiliary electricity |  | 5.2 | 2.5 | 13 | 617 | 3.2084
| Domestic Hot Water |  | delivered energy | total primary energy |  | carbon dioxide emissions | [6 empty] | Domestic Hot Water |  | delivered energy | total primary energy |  | carbon dioxide emissions | [5 empty] | Domestic Hot Water |  | delivered energy | total primary energy |  | carbon dioxide emissions | [5 empty] | Domestic Hot Water |  | delivered energy | total primary energy |  | carbon dioxide emissions | [5 empty] | Domestic Hot Water |  | delivered energy | total primary energy |  | carbon dioxide emissions | [5 empty] | Domestic Hot Water |  | delivered energy | total primary energy |  | carbon dioxide emissions | [5 empty] | Domestic Hot Water |  | delivered energy | total primary energy |  | carbon dioxide emissions | [5 empty] | Domestic Hot Water |  | delivered energy | total primary energy |  | carbon dioxide emissions | [5 empty] | Domestic Hot Water |  | delivered energy | total primary energy |  | carbon dioxide emissions | [5 empty] | Domestic Hot Water |  | delivered energy | total primary energy |  | carbon dioxide emissions | [5 empty] | Domestic Hot Water |  | delivered energy | total primary energy |  | carbon dioxide emissions | [5 empty] | Domestic Hot Water |  | delivered energy | total primary energy |  | carbon dioxide emissions | [5 empty] | Domestic Hot Water |  | delivered energy | total primary energy |  | carbon dioxide emissions | [5 empty] | Domestic Hot Water |  | delivered energy | total primary energy |  | carbon dioxide emissions | [5 empty] | Domestic Hot Water |  | delivered energy | total primary energy |  | carbon dioxide emissions | [5 empty] | Domestic Hot Water |  | delivered energy | total primary energy |  | carbon dioxide emissions | [5 empty] | Domestic Hot Water |  | delivered energy | total primary energy |  | carbon dioxide emissions | [5 empty] | Domestic Hot Water |  | delivered energy | total primary energy |  | carbon dioxide emissions | [5 empty] | Domestic Hot Water |  | delivered energy | total primary energy |  | carbon dioxide emissions
|  |  | qdel,i | fp,total,i | qp,total,i = qdel,i fp,total,i | fCO2,i | mCO2,i = qdel,i fCO2,i | [7 empty] | qdel,i | fp,total,i | qp,total,i = qdel,i fp,total,i | fCO2,i | mCO2,i = qdel,i fCO2,i | [6 empty] | qdel,i | fp,total,i | qp,total,i = qdel,i fp,total,i | fCO2,i | mCO2,i = qdel,i fCO2,i | [6 empty] | qdel,i | fp,total,i | qp,total,i = qdel,i fp,total,i | fCO2,i | mCO2,i = qdel,i fCO2,i | [6 empty] | qdel,i | fp,total,i | qp,total,i = qdel,i fp,total,i | fCO2,i | mCO2,i = qdel,i fCO2,i | [6 empty] | qdel,i | fp,total,i | qp,total,i = qdel,i fp,total,i | fCO2,i | mCO2,i = qdel,i fCO2,i | [6 empty] | qdel,i | fp,total,i | qp,total,i = qdel,i fp,total,i | fCO2,i | mCO2,i = qdel,i fCO2,i | [6 empty] | qdel,i | fp,total,i | qp,total,i = qdel,i fp,total,i | fCO2,i | mCO2,i = qdel,i fCO2,i | [6 empty] | qdel,i | fp,total,i | qp,total,i = qdel,i fp,total,i | fCO2,i | mCO2,i = qdel,i fCO2,i | [6 empty] | qdel,i | fp,total,i | qp,total,i = qdel,i fp,total,i | fCO2,i | mCO2,i = qdel,i fCO2,i | [6 empty] | qdel,i | fp,total,i | qp,total,i = qdel,i fp,total,i | fCO2,i | mCO2,i = qdel,i fCO2,i | [6 empty] | qdel,i | fp,total,i | qp,total,i = qdel,i fp,total,i | fCO2,i | mCO2,i = qdel,i fCO2,i | [6 empty] | qdel,i | fp,total,i | qp,total,i = qdel,i fp,total,i | fCO2,i | mCO2,i = qdel,i fCO2,i | [6 empty] | qdel,i | fp,total,i | qp,total,i = qdel,i fp,total,i | fCO2,i | mCO2,i = qdel,i fCO2,i | [6 empty] | qdel,i | fp,total,i | qp,total,i = qdel,i fp,total,i | fCO2,i | mCO2,i = qdel,i fCO2,i | [6 empty] | qdel,i | fp,total,i | qp,total,i = qdel,i fp,total,i | fCO2,i | mCO2,i = qdel,i fCO2,i | [6 empty] | qdel,i | fp,total,i | qp,total,i = qdel,i fp,total,i | fCO2,i | mCO2,i = qdel,i fCO2,i | [6 empty] | qdel,i | fp,total,i | qp,total,i = qdel,i fp,total,i | fCO2,i | mCO2,i = qdel,i fCO2,i | [6 empty] | qdel,i | fp,total,i | qp,total,i = qdel,i fp,total,i | fCO2,i | mCO2,i = qdel,i fCO2,i
|  |  | kWh/m2a |  | kWh/m2a | g/kWh | kg/m2a | [7 empty] | kWh/m2a |  | kWh/m2a | g/kWh | kg/m2a | [6 empty] | kWh/m2a |  | kWh/m2a | g/kWh | kg/m2a | [6 empty] | kWh/m2a |  | kWh/m2a | g/kWh | kg/m2a | [6 empty] | kWh/m2a |  | kWh/m2a | g/kWh | kg/m2a | [6 empty] | kWh/m2a |  | kWh/m2a | g/kWh | kg/m2a | [6 empty] | kWh/m2a |  | kWh/m2a | g/kWh | kg/m2a | [6 empty] | kWh/m2a |  | kWh/m2a | g/kWh | kg/m2a | [6 empty] | kWh/m2a |  | kWh/m2a | g/kWh | kg/m2a | [6 empty] | kWh/m2a |  | kWh/m2a | g/kWh | kg/m2a | [6 empty] | kWh/m2a |  | kWh/m2a | g/kWh | kg/m2a | [6 empty] | kWh/m2a |  | kWh/m2a | g/kWh | kg/m2a | [6 empty] | kWh/m2a |  | kWh/m2a | g/kWh | kg/m2a | [6 empty] | kWh/m2a |  | kWh/m2a | g/kWh | kg/m2a | [6 empty] | kWh/m2a |  | kWh/m2a | g/kWh | kg/m2a | [6 empty] | kWh/m2a |  | kWh/m2a | g/kWh | kg/m2a | [6 empty] | kWh/m2a |  | kWh/m2a | g/kWh | kg/m2a | [6 empty] | kWh/m2a |  | kWh/m2a | g/kWh | kg/m2a | [6 empty] | kWh/m2a |  | kWh/m2a | g/kWh | kg/m2a
| Gas |  | 2.8 | 1.05 | 2.94 | 277 | 0.7756 | [5 empty] | Gas |  | 2.8 | 1.05 | 2.94 | 277 | 0.7756 |  |  |  |  | Gas |  | 2.8 | 1.05 | 2.94 | 277 | 0.7756 |  |  |  |  | Gas |  | 2.8 | 1.05 | 2.94 | 277 | 0.7756 |  |  |  |  | Gas |  | 2.8 | 1.05 | 2.94 | 277 | 0.7756 |  |  |  |  | Gas |  | 2.8 | 1.05 | 2.94 | 277 | 0.7756 |  |  |  |  | Gas |  | 2.8 | 1.05 | 2.94 | 277 | 0.7756 |  |  |  |  | Gas |  | 2.8 | 1.05 | 2.94 | 277 | 0.7756 |  |  |  |  | Gas |  | 2.8 | 1.05 | 2.94 | 277 | 0.7756 |  |  |  |  | Gas |  | 2.8 | 1.05 | 2.94 | 277 | 0.7756 |  |  |  |  | Gas |  | 2.8 | 1.05 | 2.94 | 277 | 0.7756 |  |  |  |  | Gas |  | 2.8 | 1.05 | 2.94 | 277 | 0.7756 |  |  |  |  | Gas |  | 2.8 | 1.05 | 2.94 | 277 | 0.7756 |  |  |  |  | Gas |  | 2.8 | 1.05 | 2.94 | 277 | 0.7756 |  |  |  |  | Gas |  | 2.8 | 1.05 | 2.94 | 277 | 0.7756 |  |  |  |  | Gas |  | 2.8 | 1.05 | 2.94 | 277 | 0.7756 |  |  |  |  | Gas |  | 2.8 | 1.05 | 2.94 | 277 | 0.7756 |  |  |  |  | Gas |  | 2.8 | 1.05 | 2.94 | 277 | 0.7756 |  |  |  |  | Gas |  | 2.8 | 1.05 | 2.94 | 277 | 0.7756
| Auxiliary electricity |  | 0 | 2.5 | 0 | 617 | 0 | [5 empty] | Auxiliary electricity |  | 0 | 2.5 | 0 | 617 | 0 |  |  |  |  | Auxiliary electricity |  | 0 | 2.5 | 0 | 617 | 0 |  |  |  |  | Auxiliary electricity |  | 0 | 2.5 | 0 | 617 | 0 |  |  |  |  | Auxiliary electricity |  | 0 | 2.5 | 0 | 617 | 0 |  |  |  |  | Auxiliary electricity |  | 0 | 2.5 | 0 | 617 | 0 |  |  |  |  | Auxiliary electricity |  | 0 | 2.5 | 0 | 617 | 0 |  |  |  |  | Auxiliary electricity |  | 0 | 2.5 | 0 | 617 | 0 |  |  |  |  | Auxiliary electricity |  | 0 | 2.5 | 0 | 617 | 0 |  |  |  |  | Auxiliary electricity |  | 0 | 2.5 | 0 | 617 | 0 |  |  |  |  | Auxiliary electricity |  | 0 | 2.5 | 0 | 617 | 0 |  |  |  |  | Auxiliary electricity |  | 0 | 2.5 | 0 | 617 | 0 |  |  |  |  | Auxiliary electricity |  | 0 | 2.5 | 0 | 617 | 0 |  |  |  |  | Auxiliary electricity |  | 0 | 2.5 | 0 | 617 | 0 |  |  |  |  | Auxiliary electricity |  | 0 | 2.5 | 0 | 617 | 0 |  |  |  |  | Auxiliary electricity |  | 0 | 2.5 | 0 | 617 | 0 |  |  |  |  | Auxiliary electricity |  | 0 | 2.5 | 0 | 617 | 0 |  |  |  |  | Auxiliary electricity |  | 0 | 2.5 | 0 | 617 | 0 |  |  |  |  | Auxiliary electricity |  | 0 | 2.5 | 0 | 617 | 0

## TB65-74_COST
|  | Insulation thickness [cm] | Element area (m2) | Construction cost index Germany (2022) | Specific costs [EUR/m2 element] (base 2015) | Specific net costs (excl. German taxes [EUR]) | Specific costs with Dutch taxes [EUR] | Total costs with Dutch index (FINAL) | Subsidy amount |  | Specific enegy need per year [kWh/m2/year] | Heat pump capacity [kW]
Facade/Außenwand WDVS | [5 empty] | 0.19 | 0.21 | 0.84886
| moderate | 2.1151 | 40.5 | 1.373 | 35.3046 | 28.5967 | 34.602 | 1189.5787 | 769.5
| deep | 12.7473 | 40.5 | 1.373 | 76.3249 | 61.8232 | 74.8061 | 2571.7487 | 769.5
Roof (energiebedingte Mehrkosten)
| moderate | 8.5806 | 65.5 | 1.373 | 73.8346 | 59.806 | 72.3653 | 4023.5383 | 982.5
| deep | 17.9556 | 65.5 | 1.373 | 104.3409 | 84.5161 | 102.2645 | 5685.95 | 982.5
Cellar (unterseitige Dämmung mit Bekleidung)
| moderate | 10.9953 | 52 | 1.373 | 97.8848 | 79.2867 | 95.9369 | 4234.7315 | 156
| deep | 11.4582 | 52 | 1.373 | 98.8701 | 80.0848 | 96.9026 | 4277.3559 | 156
Windows double glazing (Fenster 2 WSL & 3 WSL) |  | Window area total [m2] | Window area total [m2]
| Double glazing | U1.2 | 25.6 | 1.373 | 487.5227 | 394.8934 | 477.821 | 10383.4553 | 588.8
Doors | moderate | U1.5 | 1.6 | 1.373 | 1967.509 | 1593.6823 | 1928.3556 | 2619.0502
| heat pump only | [7 empty] | Costs with subsidy (heat pump) | Costs with subsidy (gas boiler) | 147.4151 | 10.4809
TOTAL COSTS | deep full | [6 empty] | 22918.51 | 17924.91 | 17924.91 | 40.5533 | 2.8832
| deep walls and floor | [6 empty] | 6849.1046 | 4998.1046 | 4998.1046 | 91.3404 | 6.4941
| deep walls and double glazing | [6 empty] | 12955.204 | 10238.604 | 10238.604 | 91.3625 | 6.4957
| deep walls and roof | [6 empty] | 8257.6987 | 4753.6987 | 4753.6987 | 93.9515 | 6.6797
| deep floor and double glazing | [6 empty] | 14660.8112 | 13171.2112 | 13171.2112 | 91.3625 | 6.5681
| deep floor and roof | [6 empty] | 9963.3059 | 7686.3059 | 7686.3059 | 92.3813 | 6.4957
| deep roof and double glazing | [6 empty] | 14406.9937 | 11264.3937 | 11264.3937 | 92.4034 | 6.5697
| deep walls | [6 empty] | 2571.7487 | 1032.7487 | 1802.2487 | 121.5915 | 8.6449
| deep floor | [6 empty] | 4277.3559 | 3965.3559 | 4121.3559 | 120.0787 | 8.5373
| deep roof | [6 empty] | 5685.95 | 3720.95 | 4703.45 | 122.5905 | 8.7159
| moderate full | [6 empty] | 19831.3038 | 14837.7038 | 14837.7038 | 56.3583 | 4.0069
| moderate walls and floor | [6 empty] | 5424.3101 | 3573.3101 | 3573.3101 | 103.7267 | 7.3747
| moderate walls and double glazing | [6 empty] | 11573.034 | 8856.434 | 8856.434 | 103.6253 | 7.3675
| moderate walls and roof | [6 empty] | 5213.117 | 1709.117 | 1709.117 | 109.8799 | 7.8122
| moderate floor and roof | [6 empty] | 8258.2698 | 5981.2698 | 5981.2698 | 101.3737 | 7.2074
| moderate floor and double glazing | [6 empty] | 14618.1868 | 13128.5868 | 13128.5868 | 95.0401 | 6.7571
| moderate roof and double glazing | [6 empty] | 14406.9937 | 11264.3937 | 11264.3937 | 101.2719 | 7.2002
| double glazing | [6 empty] | 10383.4553 | 9205.8553 | 9794.6553 | 120.0999 | 8.5388

## TB75-91
TB75-91
| Reference area (conditioned flloor area) | 116.6
| AC,ref | m2
Energy balance calculation - Building Performance
Existing state | [10 empty] | Deep full retrofit | [10 empty] | Deep walls+floor | [10 empty] | Deep walls+double-glazing | [10 empty] | Deep walls+roof | [10 empty] | Deep floor+roof | [10 empty] | Deep floor+double-glazing | [10 empty] | Deep roof+double-glazing | [10 empty] | Deep walls | [10 empty] | Deep floor | [10 empty] | Deep roof | [10 empty] | Moderate full retrofit | [10 empty] | Moderate walls+floor retrofit | [10 empty] | Moderate walls+double glazing retrofit | [10 empty] | Moderate walls+roof retrofit | [10 empty] | Moderate floor+roof retrofit | [10 empty] | Moderate floor+double-glass retrofit | [10 empty] | Moderate roof+double glazing retrofit | [10 empty] | Double glazing retrofit
|  | Initial U-value (effective) | Element area | Adjustment factor for soil |  |  | Heat transfer coefficient by transmission | Annual heat flow related to AC,Ref | Heat load | heat transfer coefficients related to |  |  | Nominal insulation thickness | effective thermal conductivity | Actual U-value (effective) | Element area | Adjustment factor for soil | Heat transfer coefficient by transmission | Annual heat flow related to AC,Ref | Heat load | heat transfer coefficients related to |  |  | Nominal insulation thickness | effective thermal conductivity | Actual U-value (effective) | Element area | Adjustment factor for soil | Heat transfer coefficient by transmission | Annual heat flow related to AC,Ref | Heat load | heat transfer coefficients related to |  |  | Nominal insulation thickness | effective thermal conductivity | Actual U-value (effective) | Element area | Adjustment factor for soil | Heat transfer coefficient by transmission | Annual heat flow related to AC,Ref | Heat load | heat transfer coefficients related to |  |  | Nominal insulation thickness | effective thermal conductivity | Actual U-value (effective) | Element area | Adjustment factor for soil | Heat transfer coefficient by transmission | Annual heat flow related to AC,Ref | Heat load | heat transfer coefficients related to |  |  | Nominal insulation thickness | effective thermal conductivity | Actual U-value (effective) | Element area | Adjustment factor for soil | Heat transfer coefficient by transmission | Annual heat flow related to AC,Ref | Heat load | heat transfer coefficients related to |  |  | Nominal insulation thickness | effective thermal conductivity | Actual U-value (effective) | Element area | Adjustment factor for soil | Heat transfer coefficient by transmission | Annual heat flow related to AC,Ref | Heat load | heat transfer coefficients related to |  |  | Nominal insulation thickness | effective thermal conductivity | Actual U-value (effective) | Element area | Adjustment factor for soil | Heat transfer coefficient by transmission | Annual heat flow related to AC,Ref | Heat load | heat transfer coefficients related to |  |  | Nominal insulation thickness | effective thermal conductivity | Actual U-value (effective) | Element area | Adjustment factor for soil | Heat transfer coefficient by transmission | Annual heat flow related to AC,Ref | Heat load | heat transfer coefficients related to |  |  | Nominal insulation thickness | effective thermal conductivity | Actual U-value (effective) | Element area | Adjustment factor for soil | Heat transfer coefficient by transmission | Annual heat flow related to AC,Ref | Heat load | heat transfer coefficients related to |  |  | Nominal insulation thickness | effective thermal conductivity | Actual U-value (effective) | Element area | Adjustment factor for soil | Heat transfer coefficient by transmission | Annual heat flow related to AC,Ref | Heat load | heat transfer coefficients related to |  |  | Nominal insulation thickness | effective thermal conductivity | Actual U-value (effective) | Element area | Adjustment factor for soil | Heat transfer coefficient by transmission | Annual heat flow related to AC,Ref | Heat load | heat transfer coefficients related to |  |  | Nominal insulation thickness | effective thermal conductivity | Actual U-value (effective) | Element area | Adjustment factor for soil | Heat transfer coefficient by transmission | Annual heat flow related to AC,Ref | Heat load | heat transfer coefficients related to |  |  | Nominal insulation thickness | effective thermal conductivity | Actual U-value (effective) | Element area | Adjustment factor for soil | Heat transfer coefficient by transmission | Annual heat flow related to AC,Ref | Heat load | heat transfer coefficients related to |  |  | Nominal insulation thickness | effective thermal conductivity | Actual U-value (effective) | Element area | Adjustment factor for soil | Heat transfer coefficient by transmission | Annual heat flow related to AC,Ref | Heat load | heat transfer coefficients related to |  |  | Nominal insulation thickness | effective thermal conductivity | Actual U-value (effective) | Element area | Adjustment factor for soil | Heat transfer coefficient by transmission | Annual heat flow related to AC,Ref | Heat load | heat transfer coefficients related to |  |  | Nominal insulation thickness | effective thermal conductivity | Actual U-value (effective) | Element area | Adjustment factor for soil | Heat transfer coefficient by transmission | Annual heat flow related to AC,Ref | Heat load | heat transfer coefficients related to |  |  | Nominal insulation thickness | effective thermal conductivity | Actual U-value (effective) | Element area | Adjustment factor for soil | Heat transfer coefficient by transmission | Annual heat flow related to AC,Ref | Heat load | heat transfer coefficients related to |  |  | Nominal insulation thickness | effective thermal conductivity | Actual U-value (effective) | Element area | Adjustment factor for soil | Heat transfer coefficient by transmission | Annual heat flow related to AC,Ref | Heat load | heat transfer coefficients related to
|  | Uoriginal,i | Aenv,i | btr,i |  |  | Htr,i |  |  | AC,Ref |  |  | dinsulation,i | λinsulation,i | Uactual,i | Aenv,i | btr,i | Htr,i |  |  | AC,Ref |  |  | dinsulation,i | λinsulation,i | Uactual,i | Aenv,i | btr,i | Htr,i |  |  | AC,Ref |  |  | dinsulation,i | λinsulation,i | Uactual,i | Aenv,i | btr,i | Htr,i |  |  | AC,Ref |  |  | dinsulation,i | λinsulation,i | Uactual,i | Aenv,i | btr,i | Htr,i |  |  | AC,Ref |  |  | dinsulation,i | λinsulation,i | Uactual,i | Aenv,i | btr,i | Htr,i |  |  | AC,Ref |  |  | dinsulation,i | λinsulation,i | Uactual,i | Aenv,i | btr,i | Htr,i |  |  | AC,Ref |  |  | dinsulation,i | λinsulation,i | Uactual,i | Aenv,i | btr,i | Htr,i |  |  | AC,Ref |  |  | dinsulation,i | λinsulation,i | Uactual,i | Aenv,i | btr,i | Htr,i |  |  | AC,Ref |  |  | dinsulation,i | λinsulation,i | Uactual,i | Aenv,i | btr,i | Htr,i |  |  | AC,Ref |  |  | dinsulation,i | λinsulation,i | Uactual,i | Aenv,i | btr,i | Htr,i |  |  | AC,Ref |  |  | dinsulation,i | λinsulation,i | Uactual,i | Aenv,i | btr,i | Htr,i |  |  | AC,Ref |  |  | dinsulation,i | λinsulation,i | Uactual,i | Aenv,i | btr,i | Htr,i |  |  | AC,Ref |  |  | dinsulation,i | λinsulation,i | Uactual,i | Aenv,i | btr,i | Htr,i |  |  | AC,Ref |  |  | dinsulation,i | λinsulation,i | Uactual,i | Aenv,i | btr,i | Htr,i |  |  | AC,Ref |  |  | dinsulation,i | λinsulation,i | Uactual,i | Aenv,i | btr,i | Htr,i |  |  | AC,Ref |  |  | dinsulation,i | λinsulation,i | Uactual,i | Aenv,i | btr,i | Htr,i |  |  | AC,Ref |  |  | dinsulation,i | λinsulation,i | Uactual,i | Aenv,i | btr,i | Htr,i |  |  | AC,Ref |  |  | dinsulation,i | λinsulation,i | Uactual,i | Aenv,i | btr,i | Htr,i |  |  | AC,Ref
|  | W/(m²K) | m2 |  |  |  | W/K | kWh/(m²a) | kW | W/(m²K) |  |  | cm | W/(m*K) | W/(m²K) | m2 |  | W/K | kWh/(m²a) | kW | W/(m²K) |  |  | cm | W/(m*K) | W/(m²K) | m2 |  | W/K | kWh/(m²a) | kW | W/(m²K) |  |  | cm | W/(m*K) | W/(m²K) | m2 |  | W/K | kWh/(m²a) | kW | W/(m²K) |  |  | cm | W/(m*K) | W/(m²K) | m2 |  | W/K | kWh/(m²a) | kW | W/(m²K) |  |  | cm | W/(m*K) | W/(m²K) | m2 |  | W/K | kWh/(m²a) | kW | W/(m²K) |  |  | cm | W/(m*K) | W/(m²K) | m2 |  | W/K | kWh/(m²a) | kW | W/(m²K) |  |  | cm | W/(m*K) | W/(m²K) | m2 |  | W/K | kWh/(m²a) | kW | W/(m²K) |  |  | cm | W/(m*K) | W/(m²K) | m2 |  | W/K | kWh/(m²a) | kW | W/(m²K) |  |  | cm | W/(m*K) | W/(m²K) | m2 |  | W/K | kWh/(m²a) | kW | W/(m²K) |  |  | cm | W/(m*K) | W/(m²K) | m2 |  | W/K | kWh/(m²a) | kW | W/(m²K) |  |  | cm | W/(m*K) | W/(m²K) | m2 |  | W/K | kWh/(m²a) | kW | W/(m²K) |  |  | cm | W/(m*K) | W/(m²K) | m2 |  | W/K | kWh/(m²a) | kW | W/(m²K) |  |  | cm | W/(m*K) | W/(m²K) | m2 |  | W/K | kWh/(m²a) | kW | W/(m²K) |  |  | cm | W/(m*K) | W/(m²K) | m2 |  | W/K | kWh/(m²a) | kW | W/(m²K) |  |  | cm | W/(m*K) | W/(m²K) | m2 |  | W/K | kWh/(m²a) | kW | W/(m²K) |  |  | cm | W/(m*K) | W/(m²K) | m2 |  | W/K | kWh/(m²a) | kW | W/(m²K) |  |  | cm | W/(m*K) | W/(m²K) | m2 |  | W/K | kWh/(m²a) | kW | W/(m²K) |  |  | cm | W/(m*K) | W/(m²K) | m2 |  | W/K | kWh/(m²a) | kW | W/(m²K)
| Roof 1 | 0.641 | 68.6 | 1 |  |  | 43.9726 | 22.7329 |  |  |  | Roof 1 | 16.4148 | 0.035 | 0.16 | 68.6 | 1 | 10.976 | 6.445 |  |  |  | Roof 1 | 0 | 0.035 | 0.641 | 68.6 | 1 | 43.9726 | 23.0512 |  |  |  | Roof 1 | 0 | 0.035 | 0.641 | 68.6 | 1 | 43.9726 | 23.2268 |  |  |  | Roof 1 | 16.4148 | 0.035 | 0.16 | 68.6 | 1 | 10.976 | 5.767 |  |  |  | Roof 1 | 16.4148 | 0.035 | 0.16 | 68.6 | 1 | 10.976 | 5.8127 |  |  |  | Roof 1 | 0 | 0.035 | 0.641 | 68.6 | 1 | 43.9726 | 23.2268 |  |  |  | Roof 1 | 16.4148 | 0.035 | 0.16 | 68.6 | 1 | 10.976 | 5.9683 |  |  |  | Roof 1 | 0 | 0.035 | 0.641 | 68.6 | 1 | 43.9726 | 22.8615 |  |  |  | Roof 1 | 0 | 0.035 | 0.641 | 68.6 | 1 | 43.9726 | 22.9226 |  |  |  | Roof 1 | 16.4148 | 0.035 | 0.16 | 68.6 | 1 | 10.976 | 5.7349 |  |  |  | Roof 1 | 7.0398 | 0.035 | 0.28 | 68.6 | 1 | 19.208 | 10.8258 |  |  |  | Roof 1 | 0 | 0.035 | 0.641 | 68.6 | 1 | 43.9726 | 22.9389 |  |  |  | Roof 1 | 0 | 0.035 | 0.641 | 68.6 | 1 | 43.9726 | 23.0447 |  |  |  | Roof 1 | 7.0398 | 0.035 | 0.28 | 68.6 | 1 | 19.208 | 10.0176 |  |  |  | Roof 1 | 7.0398 | 0.035 | 0.28 | 68.6 | 1 | 19.208 | 10.0917 |  |  |  | Roof 1 | 0 | 0.035 | 0.641 | 68.6 | 1 | 43.9726 | 23.5819 |  |  |  | Roof 1 | 7.0398 | 0.035 | 0.28 | 68.6 | 1 | 19.208 | 10.2859 |  |  |  | Roof 1 | 0 | 0.035 | 0.641 | 68.6 | 1 | 43.9726 | 23.0265
| Roof 2 | [10 empty] | Roof 2 |  |  |  | 0 |  |  | 0 |  |  |  | Roof 2 |  |  |  | 0 |  |  | 0 |  |  |  | Roof 2 |  |  |  | 0 |  |  | 0 |  |  |  | Roof 2 |  |  |  | 0 |  |  | 0 |  |  |  | Roof 2 |  |  |  | 0 |  |  | 0 |  |  |  | Roof 2 |  |  |  | 0 |  |  | 0 |  |  |  | Roof 2 |  |  |  | 0 |  |  | 0 |  |  |  | Roof 2 |  |  |  | 0 |  |  | 0 |  |  |  | Roof 2 |  |  |  | 0 |  |  | 0 |  |  |  | Roof 2 |  |  |  | 0 |  |  | 0 |  |  |  | Roof 2 |  |  |  | 0 |  |  | 0 |  |  |  | Roof 2 |  |  |  | 0 |  |  | 0 |  |  |  | Roof 2 |  |  |  | 0 |  |  | 0 |  |  |  | Roof 2 |  |  |  | 0 |  |  | 0 |  |  |  | Roof 2 |  |  |  | 0 |  |  | 0 |  |  |  | Roof 2 |  |  |  | 0 |  |  | 0 |  |  |  | Roof 2 |  |  |  | 0 |  |  | 0 |  |  |  | Roof 2 |  |  |  | 0 |  |  | 0
| Wall 1 | 0.641 | 40.6 | 1 |  |  | 26.0246 | 13.4542 |  |  |  | Wall 1 | 11.2064 | 0.035 | 0.21 | 40.6 | 1 | 8.526 | 5.0064 |  |  |  | Wall 1 | 11.2064 | 0.035 | 0.21 | 40.6 | 1 | 8.526 | 4.4695 |  |  |  | Wall 1 | 11.2064 | 0.035 | 0.21 | 40.6 | 1 | 8.526 | 4.5035 |  |  |  | Wall 1 | 11.2064 | 0.035 | 0.21 | 40.6 | 1 | 8.526 | 4.4797 |  |  |  | Wall 1 | 0 | 0.035 | 0.641 | 40.6 | 1 | 26.0246 | 13.7821 |  |  |  | Wall 1 | 11.2064 | 0.035 | 0.21 | 40.6 | 1 | 8.526 | 4.5035 |  |  |  | Wall 1 | 0 | 0.035 | 0.641 | 40.6 | 1 | 26.0246 | 14.151 |  |  |  | Wall 1 | 11.2064 | 0.035 | 0.21 | 40.6 | 1 | 8.526 | 4.4327 |  |  |  | Wall 1 | 0 | 0.035 | 0.641 | 40.6 | 1 | 26.0246 | 13.5664 |  |  |  | Wall 1 | 0 | 0.035 | 0.641 | 40.6 | 1 | 26.0246 | 13.5977 |  |  |  | Wall 1 | 0.57426 | 0.035 | 0.58 | 40.6 | 1 | 23.548 | 13.2719 |  |  |  | Wall 1 | 0 | 0.035 | 0.58 | 40.6 | 1 | 23.548 | 12.2841 |  |  |  | Wall 1 | 0 | 0.035 | 0.58 | 40.6 | 1 | 23.548 | 12.3408 |  |  |  | Wall 1 | 0 | 0.035 | 0.58 | 40.6 | 1 | 23.548 | 12.2811 |  |  |  | Wall 1 | 0 | 0.035 | 0.641 | 40.6 | 1 | 26.0246 | 13.6731 |  |  |  | Wall 1 | 0 | 0.035 | 0.641 | 40.6 | 1 | 26.0246 | 13.9567 |  |  |  | Wall 1 | 0 | 0.035 | 0.641 | 40.6 | 1 | 26.0246 | 13.9361 |  |  |  | Wall 1 | 0 | 0.035 | 0.641 | 40.6 | 1 | 26.0246 | 13.6279
| Wall 2 | [6 empty] | 0 |  |  |  | Wall 2 |  |  |  | 0 |  |  | 0 |  |  |  | Wall 2 |  |  |  | 0 |  |  | 0 |  |  |  | Wall 2 |  |  |  | 0 |  |  | 0 |  |  |  | Wall 2 |  |  |  | 0 |  |  | 0 |  |  |  | Wall 2 |  |  |  | 0 |  |  | 0 |  |  |  | Wall 2 |  |  |  | 0 |  |  | 0 |  |  |  | Wall 2 |  |  |  | 0 |  |  | 0 |  |  |  | Wall 2 |  |  |  | 0 |  |  | 0 |  |  |  | Wall 2 |  |  |  | 0 |  |  | 0 |  |  |  | Wall 2 |  |  |  | 0 |  |  | 0 |  |  |  | Wall 2 |  |  |  | 0 |  |  | 0 |  |  |  | Wall 2 |  |  |  | 0 |  |  | 0 |  |  |  | Wall 2 |  |  |  | 0 |  |  | 0 |  |  |  | Wall 2 |  |  |  | 0 |  |  | 0 |  |  |  | Wall 2 |  |  |  | 0 |  |  | 0 |  |  |  | Wall 2 |  |  |  | 0 |  |  | 0 |  |  |  | Wall 2 |  |  |  | 0 |  |  | 0 |  |  |  | Wall 2 |  |  |  | 0 |  |  | 0
| Wall 3 | [6 empty] | 0 |  |  |  | Wall 3 |  |  |  | 0 |  |  | 0 |  |  |  | Wall 3 |  |  |  | 0 |  |  | 0 |  |  |  | Wall 3 |  |  |  | 0 |  |  | 0 |  |  |  | Wall 3 |  |  |  | 0 |  |  | 0 |  |  |  | Wall 3 |  |  |  | 0 |  |  | 0 |  |  |  | Wall 3 |  |  |  | 0 |  |  | 0 |  |  |  | Wall 3 |  |  |  | 0 |  |  | 0 |  |  |  | Wall 3 |  |  |  | 0 |  |  | 0 |  |  |  | Wall 3 |  |  |  | 0 |  |  | 0 |  |  |  | Wall 3 |  |  |  | 0 |  |  | 0 |  |  |  | Wall 3 |  |  |  | 0 |  |  | 0 |  |  |  | Wall 3 |  |  |  | 0 |  |  | 0 |  |  |  | Wall 3 |  |  |  | 0 |  |  | 0 |  |  |  | Wall 3 |  |  |  | 0 |  |  | 0 |  |  |  | Wall 3 |  |  |  | 0 |  |  | 0 |  |  |  | Wall 3 |  |  |  | 0 |  |  | 0 |  |  |  | Wall 3 |  |  |  | 0 |  |  | 0 |  |  |  | Wall 3 |  |  |  | 0 |  |  | 0
| Floor 1 | 1.282 | 51 | 0.5 |  |  | 32.691 | 16.9006 |  |  |  | Floor 1 | 10.2329 | 0.035 | 0.27 | 51 | 0.5 | 6.885 | 4.0428 |  |  |  | Floor 1 | 10.2329 | 0.035 | 0.27 | 51 | 0.5 | 6.885 | 3.6092 |  |  |  | Floor 1 | 0 | 0.035 | 1.282 | 51 | 0.5 | 32.691 | 17.2677 |  |  |  | Floor 1 | 0 | 0.035 | 1.282 | 51 | 0.5 | 32.691 | 17.1765 |  |  |  | Floor 1 | 10.2329 | 0.035 | 0.27 | 51 | 0.5 | 6.885 | 3.6461 |  |  |  | Floor 1 | 0 | 0.035 | 1.282 | 51 | 0.5 | 32.691 | 17.2677 |  |  |  | Floor 1 | 0 | 0.035 | 1.282 | 51 | 0.5 | 32.691 | 17.7759 |  |  |  | Floor 1 | 0 | 0.035 | 1.282 | 51 | 0.5 | 32.691 | 16.9962 |  |  |  | Floor 1 | 10.2329 | 0.035 | 0.27 | 51 | 0.5 | 6.885 | 3.5891 |  |  |  | Floor 1 | 0 | 0.035 | 1.282 | 51 | 0.5 | 32.691 | 17.0809 |  |  |  | Floor 1 | 9.7699 | 0.035 | 0.28 | 51 | 0.5 | 7.14 | 4.0242 |  |  |  | Floor 1 | 9.7699 | 0.035 | 0.28 | 51 | 0.5 | 7.14 | 3.7247 |  |  |  | Floor 1 | 0 | 0.035 | 1.282 | 51 | 0.5 | 32.691 | 17.1324 |  |  |  | Floor 1 | 0 | 0.035 | 1.282 | 51 | 0.5 | 32.691 | 17.0494 |  |  |  | Floor 1 | 9.7699 | 0.035 | 0.28 | 51 | 0.5 | 7.14 | 3.7513 |  |  |  | Floor 1 | 9.7699 | 0.035 | 0.28 | 51 | 0.5 | 7.14 | 3.8291 |  |  |  | Floor 1 | 0 | 0.035 | 1.282 | 51 | 0.5 | 32.691 | 17.506 |  |  |  | Floor 1 | 0 | 0.035 | 1.282 | 51 | 0.5 | 32.691 | 17.1188
| Floor 2 | [6 empty] | 0 |  |  |  | Floor 2 |  |  |  | 0 |  |  | 0 |  |  |  | Floor 2 |  |  |  | 0 |  |  | 0 |  |  |  | Floor 2 |  |  |  | 0 |  |  | 0 |  |  |  | Floor 2 |  |  |  | 0 |  |  | 0 |  |  |  | Floor 2 |  |  |  | 0 |  |  | 0 |  |  |  | Floor 2 |  |  |  | 0 |  |  | 0 |  |  |  | Floor 2 |  |  |  | 0 |  |  | 0 |  |  |  | Floor 2 |  |  |  | 0 |  |  | 0 |  |  |  | Floor 2 |  |  |  | 0 |  |  | 0 |  |  |  | Floor 2 |  |  |  | 0 |  |  | 0 |  |  |  | Floor 2 |  |  |  | 0 |  |  | 0 |  |  |  | Floor 2 |  |  |  | 0 |  |  | 0 |  |  |  | Floor 2 |  |  |  | 0 |  |  | 0 |  |  |  | Floor 2 |  |  |  | 0 |  |  | 0 |  |  |  | Floor 2 |  |  |  | 0 |  |  | 0 |  |  |  | Floor 2 |  |  |  | 0 |  |  | 0 |  |  |  | Floor 2 |  |  |  | 0 |  |  | 0 |  |  |  | Floor 2 |  |  |  | 0 |  |  | 0
| Window 1 | 5.2 | 3.1 | 1 |  |  | 16.12 | 8.3337 |  |  |  | Window 1 | Replace |  | 1.2 | 3.1 | 1 | 3.72 | 2.1843 |  |  |  | Window 1 | Replace |  | 5.2 | 3.1 | 1 | 16.12 | 8.4504 |  |  |  | Window 1 | Replace |  | 1.2 | 3.1 | 1 | 3.72 | 1.9649 |  |  |  | Window 1 | Replace |  | 5.2 | 3.1 | 1 | 16.12 | 8.4698 |  |  |  | Window 1 | Replace |  | 5.2 | 3.1 | 1 | 16.12 | 8.5368 |  |  |  | Window 1 | Replace |  | 1.2 | 3.1 | 1 | 3.72 | 1.9649 |  |  |  | Window 1 | Replace |  | 1.2 | 3.1 | 1 | 3.72 | 2.0228 |  |  |  | Window 1 | Replace |  | 5.2 | 3.1 | 1 | 16.12 | 8.3809 |  |  |  | Window 1 | Replace |  | 5.2 | 3.1 | 1 | 16.12 | 8.4032 |  |  |  | Window 1 | Replace |  | 5.2 | 3.1 | 1 | 16.12 | 8.4226 |  |  |  | Window 1 | Replace |  | 1.2 | 3.1 | 1 | 3.72 | 2.0966 |  |  |  | Window 1 | Replace |  | 5.2 | 3.1 | 1 | 16.12 | 8.4092 |  |  |  | Window 1 | Replace |  | 1.2 | 3.1 | 1 | 3.72 | 1.9495 |  |  |  | Window 1 | Replace |  | 5.2 | 3.1 | 1 | 16.12 | 8.4071 |  |  |  | Window 1 | Replace |  | 5.2 | 3.1 | 1 | 16.12 | 8.4693 |  |  |  | Window 1 | Replace |  | 1.2 | 3.1 | 1 | 3.72 | 1.995 |  |  |  | Window 1 | Replace |  | 1.2 | 3.1 | 1 | 3.72 | 1.9921 |  |  |  | Window 1 | Replace |  | 1.2 | 3.1 | 1 | 3.72 | 1.948
| Window 2 | 2.9 | 16.2 | 1 |  |  | 46.98 | 24.2877 |  |  |  | Window 2 | Replace |  | 1.2 | 16.2 | 1 | 19.44 | 11.4149 |  |  |  | Window 2 | Replace |  | 2.9 | 16.2 | 1 | 46.98 | 24.6278 |  |  |  | Window 2 | Replace |  | 1.2 | 16.2 | 1 | 19.44 | 10.2684 |  |  |  | Window 2 | Replace |  | 2.9 | 16.2 | 1 | 46.98 | 24.6842 |  |  |  | Window 2 | Replace |  | 2.9 | 16.2 | 1 | 46.98 | 24.8796 |  |  |  | Window 2 | Replace |  | 1.2 | 16.2 | 1 | 19.44 | 10.2684 |  |  |  | Window 2 | Replace |  | 1.2 | 16.2 | 1 | 19.44 | 10.5706 |  |  |  | Window 2 | Replace |  | 2.9 | 16.2 | 1 | 46.98 | 24.4251 |  |  |  | Window 2 | Replace |  | 2.9 | 16.2 | 1 | 46.98 | 24.4903 |  |  |  | Window 2 | Replace |  | 2.9 | 16.2 | 1 | 46.98 | 24.5468 |  |  |  | Window 2 | Replace |  | 1.2 | 16.2 | 1 | 19.44 | 10.9566 |  |  |  | Window 2 | Replace |  | 2.9 | 16.2 | 1 | 46.98 | 24.5078 |  |  |  | Window 2 | Replace |  | 1.2 | 16.2 | 1 | 19.44 | 10.1879 |  |  |  | Window 2 | Replace |  | 2.9 | 16.2 | 1 | 46.98 | 24.5016 |  |  |  | Window 2 | Replace |  | 2.9 | 16.2 | 1 | 46.98 | 24.6828 |  |  |  | Window 2 | Replace |  | 1.2 | 16.2 | 1 | 19.44 | 10.4254 |  |  |  | Window 2 | Replace |  | 1.2 | 16.2 | 1 | 19.44 | 10.4101 |  |  |  | Window 2 | Replace |  | 1.2 | 16.2 | 1 | 19.44 | 10.1799
| Door 1 | 3.5 | 1.8 | 1 |  |  | 6.3 | 3.257 |  |  |  | Door 1 | Replace |  | 3.5 | 1.8 | 1 | 6.3 | 3.6993 |  |  |  | Door 1 | Replace |  | 3.5 | 1.8 | 1 | 6.3 | 3.3026 |  |  |  | Door 1 | Replace |  | 3.5 | 1.8 | 1 | 6.3 | 3.3277 |  |  |  | Door 1 | Replace |  | 3.5 | 1.8 | 1 | 6.3 | 3.3101 |  |  |  | Door 1 | Replace |  | 3.5 | 1.8 | 1 | 6.3 | 3.3363 |  |  |  | Door 1 | Replace |  | 3.5 | 1.8 | 1 | 6.3 | 3.3277 |  |  |  | Door 1 | Replace |  | 3.5 | 1.8 | 1 | 6.3 | 3.4257 |  |  |  | Door 1 | Replace |  | 3.5 | 1.8 | 1 | 6.3 | 3.2754 |  |  |  | Door 1 | Replace |  | 3.5 | 1.8 | 1 | 6.3 | 3.2841 |  |  |  | Door 1 | Replace |  | 3.5 | 1.8 | 1 | 6.3 | 3.2917 |  |  |  | Door 1 | Replace |  | 3.5 | 1.8 | 1 | 6.3 | 3.5507 |  |  |  | Door 1 | Replace |  | 3.5 | 1.8 | 1 | 6.3 | 3.2865 |  |  |  | Door 1 | Replace |  | 3.5 | 1.8 | 1 | 6.3 | 3.3016 |  |  |  | Door 1 | Replace |  | 3.5 | 1.8 | 1 | 6.3 | 3.2857 |  |  |  | Door 1 | Replace |  | 3.5 | 1.8 | 1 | 6.3 | 3.31 |  |  |  | Door 1 | Replace |  | 3.5 | 1.8 | 1 | 6.3 | 3.3786 |  |  |  | Door 1 | Replace |  | 3.5 | 1.8 | 1 | 6.3 | 3.3736 |  |  |  | Door 1 | Replace |  | 3.5 | 1.8 | 1 | 6.3 | 3.299
|  | DUtb | S Aenv,i |  |  |  | Htr,tb | [7 empty] | DUtb | S Aenv,i |  | Htr,tb | [7 empty] | DUtb | S Aenv,i |  | Htr,tb | [6 empty] | DUtb |  | S Aenv,i |  | Htr,tb | [7 empty] | DUtb | S Aenv,i |  | Htr,tb | [7 empty] | DUtb | S Aenv,i |  | Htr,tb | [7 empty] | DUtb | S Aenv,i |  | Htr,tb | [7 empty] | DUtb | S Aenv,i |  | Htr,tb | [7 empty] | DUtb | S Aenv,i |  | Htr,tb | [7 empty] | DUtb | S Aenv,i |  | Htr,tb | [7 empty] | DUtb | S Aenv,i |  | Htr,tb | [7 empty] | DUtb | S Aenv,i |  | Htr,tb | [7 empty] | DUtb | S Aenv,i |  | Htr,tb | [7 empty] | DUtb | S Aenv,i |  | Htr,tb | [7 empty] | DUtb | S Aenv,i |  | Htr,tb | [7 empty] | DUtb | S Aenv,i |  | Htr,tb | [7 empty] | DUtb | S Aenv,i |  | Htr,tb | [7 empty] | DUtb | S Aenv,i |  | Htr,tb | [7 empty] | DUtb | S Aenv,i |  | Htr,tb
|  | 0 | 181.3 | 1 |  |  | 0 | [7 empty] | 0 | 181.3 | 1 | 0 | [7 empty] | 0 | 181.3 | 1 | 0 | [6 empty] | 0 |  | 181.3 | 1 | 0 | 0 | [6 empty] | 0 | 181.3 | 1 | 0 | [7 empty] | 0 | 181.3 | 1 | 0 | [7 empty] | 0 | 181.3 | 1 | 0 | [7 empty] | 0 | 181.3 | 1 | 0 | [7 empty] | 0 | 181.3 | 1 | 0 | [7 empty] | 0 | 181.3 | 1 | 0 | [7 empty] | 0 | 181.3 | 1 | 0 | [7 empty] | 0 | 181.3 | 1 | 0 | [7 empty] | 0 | 181.3 | 1 | 0 | [7 empty] | 0 | 181.3 | 1 | 0 | [7 empty] | 0 | 181.3 | 1 | 0 | [7 empty] | 0 | 181.3 | 1 | 0 | [7 empty] | 0 | 181.3 | 1 | 0 | [7 empty] | 0 | 181.3 | 1 | 0 | [7 empty] | 0 | 181.3 | 1 | 0
| Heat transfer coefficient by transmission Htr | [5 empty] | 172.0882 | 88.966 | 5.1626 | 1.4759 |  | Heat transfer coefficient by transmission Htr | [5 empty] | 55.847 | 32.7927 | 1.6754 | 0.47896 |  | Heat transfer coefficient by transmission Htr | [5 empty] | 128.7836 | 67.5107 | 3.8635 | 1.1045 |  | Heat transfer coefficient by transmission Htr | [5 empty] | 114.6496 | 60.5591 | 3.4395 | 0.98327 |  | Heat transfer coefficient by transmission Htr | [5 empty] | 121.593 | 63.8874 | 3.6478 | 1.0428 |  | Heat transfer coefficient by transmission Htr | [5 empty] | 113.2856 | 59.9936 | 3.3986 | 0.97157 |  | Heat transfer coefficient by transmission Htr | [5 empty] | 114.6496 | 60.5591 | 3.4395 | 0.98327 |  | Heat transfer coefficient by transmission Htr | [5 empty] | 99.1516 | 53.9141 | 2.9745 | 0.85036 |  | Heat transfer coefficient by transmission Htr | [5 empty] | 154.5896 | 80.3718 | 4.6377 | 1.3258 |  | Heat transfer coefficient by transmission Htr | [5 empty] | 146.2822 | 76.2559 | 4.3885 | 1.2546 |  | Heat transfer coefficient by transmission Htr | [5 empty] | 139.0916 | 72.6746 | 4.1727 | 1.1929 |  | Heat transfer coefficient by transmission Htr | [5 empty] | 79.356 | 44.7257 | 2.3807 | 0.68058 |  | Heat transfer coefficient by transmission Htr | [5 empty] | 144.0606 | 75.1513 | 4.3218 | 1.2355 |  | Heat transfer coefficient by transmission Htr | [5 empty] | 129.6716 | 67.9569 | 3.8901 | 1.1121 |  | Heat transfer coefficient by transmission Htr | [5 empty] | 144.847 | 75.5425 | 4.3454 | 1.2423 |  | Heat transfer coefficient by transmission Htr | [5 empty] | 121.7726 | 63.9781 | 3.6532 | 1.0444 |  | Heat transfer coefficient by transmission Htr | [5 empty] | 106.5972 | 57.1667 | 3.1979 | 0.91421 |  | Heat transfer coefficient by transmission Htr | [5 empty] | 107.3836 | 57.5037 | 3.2215 | 0.92096 |  | Heat transfer coefficient by transmission Htr | [5 empty] | 132.1482 | 69.2001 | 3.9644 | 1.1333
| Heat transfer coefficient by ventilation Hve | [5 empty] | 79.288 | 40.9902 |  |  |  | Heat transfer coefficient by ventilation Hve | [5 empty] | 49.555 | 29.0981 |  |  |  | Heat transfer coefficient by ventilation Hve | [5 empty] | 59.466 | 31.1731 |  |  |  | Heat transfer coefficient by ventilation Hve | [5 empty] | 59.466 | 31.4106 |  |  |  | Heat transfer coefficient by ventilation Hve | [5 empty] | 59.466 | 31.2446 |  |  |  | Heat transfer coefficient by ventilation Hve | [5 empty] | 59.466 | 31.4919 |  |  |  | Heat transfer coefficient by ventilation Hve | [5 empty] | 59.466 | 31.4106 |  |  |  | Heat transfer coefficient by ventilation Hve | [5 empty] | 59.466 | 32.3349 |  |  |  | Heat transfer coefficient by ventilation Hve | [5 empty] | 69.377 | 36.0694 |  |  |  | Heat transfer coefficient by ventilation Hve | [5 empty] | 69.377 | 36.1657 |  |  |  | Heat transfer coefficient by ventilation Hve | [5 empty] | 69.377 | 36.2491 |  |  |  | Heat transfer coefficient by ventilation Hve | [5 empty] | 59.466 | 33.5156 |  |  |  | Heat transfer coefficient by ventilation Hve | [5 empty] | 69.377 | 36.1915 |  |  |  | Heat transfer coefficient by ventilation Hve | [5 empty] | 69.377 | 36.3584 |  |  |  | Heat transfer coefficient by ventilation Hve | [5 empty] | 69.377 | 36.1824 |  |  |  | Heat transfer coefficient by ventilation Hve | [5 empty] | 69.377 | 36.45 |  |  |  | Heat transfer coefficient by ventilation Hve | [5 empty] | 69.377 | 37.206 |  |  |  | Heat transfer coefficient by ventilation Hve | [5 empty] | 69.377 | 37.1513 |  |  |  | Heat transfer coefficient by ventilation Hve | [5 empty] | 69.377 | 36.3296
| Volume-specific heat air capacity | air change rate by use | air change rate by infiltration | room height (standard value) | [7 empty] | Volume-specific heat air capacity | air change rate by use | air change rate by infiltration | room height (standard value) | [7 empty] | Volume-specific heat air capacity | air change rate by use | air change rate by infiltration | room height (standard value) | [7 empty] | Volume-specific heat air capacity | air change rate by use | air change rate by infiltration | room height (standard value) | [7 empty] | Volume-specific heat air capacity | air change rate by use | air change rate by infiltration | room height (standard value) | [7 empty] | Volume-specific heat air capacity | air change rate by use | air change rate by infiltration | room height (standard value) | [7 empty] | Volume-specific heat air capacity | air change rate by use | air change rate by infiltration | room height (standard value) | [7 empty] | Volume-specific heat air capacity | air change rate by use | air change rate by infiltration | room height (standard value) | [7 empty] | Volume-specific heat air capacity | air change rate by use | air change rate by infiltration | room height (standard value) | [7 empty] | Volume-specific heat air capacity | air change rate by use | air change rate by infiltration | room height (standard value) | [7 empty] | Volume-specific heat air capacity | air change rate by use | air change rate by infiltration | room height (standard value) | [7 empty] | Volume-specific heat air capacity | air change rate by use | air change rate by infiltration | room height (standard value) | [7 empty] | Volume-specific heat air capacity | air change rate by use | air change rate by infiltration | room height (standard value) | [7 empty] | Volume-specific heat air capacity | air change rate by use | air change rate by infiltration | room height (standard value) | [7 empty] | Volume-specific heat air capacity | air change rate by use | air change rate by infiltration | room height (standard value) | [7 empty] | Volume-specific heat air capacity | air change rate by use | air change rate by infiltration | room height (standard value) | [7 empty] | Volume-specific heat air capacity | air change rate by use | air change rate by infiltration | room height (standard value) | [7 empty] | Volume-specific heat air capacity | air change rate by use | air change rate by infiltration | room height (standard value) | [7 empty] | Volume-specific heat air capacity | air change rate by use | air change rate by infiltration | room height (standard value)
| cp,air | nair,use | nair,infiltration | hroom | [7 empty] | cp,air | nair,use | nair,infiltration | hroom | [7 empty] | cp,air | nair,use | nair,infiltration | hroom | [7 empty] | cp,air | nair,use | nair,infiltration | hroom | [7 empty] | cp,air | nair,use | nair,infiltration | hroom | [7 empty] | cp,air | nair,use | nair,infiltration | hroom | [7 empty] | cp,air | nair,use | nair,infiltration | hroom | [7 empty] | cp,air | nair,use | nair,infiltration | hroom | [7 empty] | cp,air | nair,use | nair,infiltration | hroom | [7 empty] | cp,air | nair,use | nair,infiltration | hroom | [7 empty] | cp,air | nair,use | nair,infiltration | hroom | [7 empty] | cp,air | nair,use | nair,infiltration | hroom | [7 empty] | cp,air | nair,use | nair,infiltration | hroom | [7 empty] | cp,air | nair,use | nair,infiltration | hroom | [7 empty] | cp,air | nair,use | nair,infiltration | hroom | [7 empty] | cp,air | nair,use | nair,infiltration | hroom | [7 empty] | cp,air | nair,use | nair,infiltration | hroom | [7 empty] | cp,air | nair,use | nair,infiltration | hroom | [7 empty] | cp,air | nair,use | nair,infiltration | hroom
| Wh/(m³K) | 1/h | 1/h | m | [7 empty] | Wh/(m³K) | 1/h | 1/h | m | [7 empty] | Wh/(m³K) | 1/h | 1/h | m | [7 empty] | Wh/(m³K) | 1/h | 1/h | m | [7 empty] | Wh/(m³K) | 1/h | 1/h | m | [7 empty] | Wh/(m³K) | 1/h | 1/h | m | [7 empty] | Wh/(m³K) | 1/h | 1/h | m | [7 empty] | Wh/(m³K) | 1/h | 1/h | m | [7 empty] | Wh/(m³K) | 1/h | 1/h | m | [7 empty] | Wh/(m³K) | 1/h | 1/h | m | [7 empty] | Wh/(m³K) | 1/h | 1/h | m | [7 empty] | Wh/(m³K) | 1/h | 1/h | m | [7 empty] | Wh/(m³K) | 1/h | 1/h | m | [7 empty] | Wh/(m³K) | 1/h | 1/h | m | [7 empty] | Wh/(m³K) | 1/h | 1/h | m | [7 empty] | Wh/(m³K) | 1/h | 1/h | m | [7 empty] | Wh/(m³K) | 1/h | 1/h | m | [7 empty] | Wh/(m³K) | 1/h | 1/h | m | [7 empty] | Wh/(m³K) | 1/h | 1/h | m
| 0.34 | 0.4 | 0.4 | 2.5 | [7 empty] | 0.34 | 0.4 | 0.1 | 2.5 | [7 empty] | 0.34 | 0.4 | 0.2 | 2.5 | [7 empty] | 0.34 | 0.4 | 0.2 | 2.5 | [7 empty] | 0.34 | 0.4 | 0.2 | 2.5 | [7 empty] | 0.34 | 0.4 | 0.2 | 2.5 | [7 empty] | 0.34 | 0.4 | 0.2 | 2.5 | [7 empty] | 0.34 | 0.4 | 0.2 | 2.5 | [7 empty] | 0.34 | 0.4 | 0.3 | 2.5 | [7 empty] | 0.34 | 0.4 | 0.3 | 2.5 | [7 empty] | 0.34 | 0.4 | 0.3 | 2.5 | [7 empty] | 0.34 | 0.4 | 0.2 | 2.5 | [7 empty] | 0.34 | 0.4 | 0.3 | 2.5 | [7 empty] | 0.34 | 0.4 | 0.3 | 2.5 | [7 empty] | 0.34 | 0.4 | 0.3 | 2.5 | [7 empty] | 0.34 | 0.4 | 0.3 | 2.5 | [7 empty] | 0.34 | 0.4 | 0.3 | 2.5 | [7 empty] | 0.34 | 0.4 | 0.3 | 2.5 | [7 empty] | 0.34 | 0.4 | 0.3 | 2.5
| Total heat transfer Qht | [5 empty] | 15152.8981 | 129.9562 |  |  |  | Total heat transfer Qht | [5 empty] | 7216.4604 | 61.8907 |  |  |  | Total heat transfer Qht | [5 empty] | 11506.5329 | 98.6838 |  |  |  | Total heat transfer Qht | [5 empty] | 10723.6702 | 91.9697 |  |  |  | Total heat transfer Qht | [5 empty] | 11092.3917 | 95.132 |  |  |  | Total heat transfer Qht | [5 empty] | 10667.2185 | 91.4856 |  |  |  | Total heat transfer Qht | [5 empty] | 10723.6702 | 91.9697 |  |  |  | Total heat transfer Qht | [5 empty] | 10056.6399 | 86.2491 |  |  |  | Total heat transfer Qht | [5 empty] | 13577.0408 | 116.4412 |  |  |  | Total heat transfer Qht | [5 empty] | 13108.3586 | 112.4216 |  |  |  | Total heat transfer Qht | [5 empty] | 12700.5113 | 108.9238 |  |  |  | Total heat transfer Qht | [5 empty] | 9122.9371 | 78.2413 |  |  |  | Total heat transfer Qht | [5 empty] | 12982.5657 | 111.3428 |  |  |  | Total heat transfer Qht | [5 empty] | 12163.1638 | 104.3153 |  |  |  | Total heat transfer Qht | [5 empty] | 13027.1157 | 111.7248 |  |  |  | Total heat transfer Qht | [5 empty] | 11709.9127 | 100.4281 |  |  |  | Total heat transfer Qht | [5 empty] | 11003.8536 | 94.3727 |  |  |  | Total heat transfer Qht | [5 empty] | 11036.7721 | 94.655 |  |  |  | Total heat transfer Qht | [5 empty] | 12304.7723 | 105.5298
| temperature reduction factor | internal temperature | external temperature | heating degree days | accumulated differences between internal and external temperature | [6 empty] | temperature reduction factor | internal temperature | external temperature | heating degree days | accumulated differences between internal and external temperature | [6 empty] | temperature reduction factor | internal temperature | external temperature | heating degree days | accumulated differences between internal and external temperature | [6 empty] | temperature reduction factor | internal temperature | external temperature | heating degree days | accumulated differences between internal and external temperature | [6 empty] | temperature reduction factor | internal temperature | external temperature | heating degree days | accumulated differences between internal and external temperature | [6 empty] | temperature reduction factor | internal temperature | external temperature | heating degree days | accumulated differences between internal and external temperature | [6 empty] | temperature reduction factor | internal temperature | external temperature | heating degree days | accumulated differences between internal and external temperature | [6 empty] | temperature reduction factor | internal temperature | external temperature | heating degree days | accumulated differences between internal and external temperature | [6 empty] | temperature reduction factor | internal temperature | external temperature | heating degree days | accumulated differences between internal and external temperature | [6 empty] | temperature reduction factor | internal temperature | external temperature | heating degree days | accumulated differences between internal and external temperature | [6 empty] | temperature reduction factor | internal temperature | external temperature | heating degree days | accumulated differences between internal and external temperature | [6 empty] | temperature reduction factor | internal temperature | external temperature | heating degree days | accumulated differences between internal and external temperature | [6 empty] | temperature reduction factor | internal temperature | external temperature | heating degree days | accumulated differences between internal and external temperature | [6 empty] | temperature reduction factor | internal temperature | external temperature | heating degree days | accumulated differences between internal and external temperature | [6 empty] | temperature reduction factor | internal temperature | external temperature | heating degree days | accumulated differences between internal and external temperature | [6 empty] | temperature reduction factor | internal temperature | external temperature | heating degree days | accumulated differences between internal and external temperature | [6 empty] | temperature reduction factor | internal temperature | external temperature | heating degree days | accumulated differences between internal and external temperature | [6 empty] | temperature reduction factor | internal temperature | external temperature | heating degree days | accumulated differences between internal and external temperature | [6 empty] | temperature reduction factor | internal temperature | external temperature | heating degree days | accumulated differences between internal and external temperature
| Fred | Ji | Je | dhs |  | x 0,024 | [5 empty] | Fred | Ji | Je | dhs |  | x 0,024 | [5 empty] | Fred | Ji | Je | dhs |  | x 0,024 | [5 empty] | Fred | Ji | Je | dhs |  | x 0,024 | [5 empty] | Fred | Ji | Je | dhs |  | x 0,024 | [5 empty] | Fred | Ji | Je | dhs |  | x 0,024 | [5 empty] | Fred | Ji | Je | dhs |  | x 0,024 | [5 empty] | Fred | Ji | Je | dhs |  | x 0,024 | [5 empty] | Fred | Ji | Je | dhs |  | x 0,024 | [5 empty] | Fred | Ji | Je | dhs |  | x 0,024 | [5 empty] | Fred | Ji | Je | dhs |  | x 0,024 | [5 empty] | Fred | Ji | Je | dhs |  | x 0,024 | [5 empty] | Fred | Ji | Je | dhs |  | x 0,024 | [5 empty] | Fred | Ji | Je | dhs |  | x 0,024 | [5 empty] | Fred | Ji | Je | dhs |  | x 0,024 | [5 empty] | Fred | Ji | Je | dhs |  | x 0,024 | [5 empty] | Fred | Ji | Je | dhs |  | x 0,024 | [5 empty] | Fred | Ji | Je | dhs |  | x 0,024 | [5 empty] | Fred | Ji | Je | dhs |  | x 0,024
| W/(m²K) | °C | °C | d/a | Kd/a | kKh/a |  | Design temperature for heat pump |  |  |  | W/(m²K) | °C | °C | d/a | Kd/a | kKh/a |  | Design temperature for heat pump |  |  |  | W/(m²K) | °C | °C | d/a | Kd/a | kKh/a |  | Design temperature for heat pump |  |  |  | W/(m²K) | °C | °C | d/a | Kd/a | kKh/a |  | Design temperature for heat pump |  |  |  | W/(m²K) | °C | °C | d/a | Kd/a | kKh/a |  | Design temperature for heat pump |  |  |  | W/(m²K) | °C | °C | d/a | Kd/a | kKh/a |  | Design temperature for heat pump |  |  |  | W/(m²K) | °C | °C | d/a | Kd/a | kKh/a |  | Design temperature for heat pump |  |  |  | W/(m²K) | °C | °C | d/a | Kd/a | kKh/a |  | Design temperature for heat pump |  |  |  | W/(m²K) | °C | °C | d/a | Kd/a | kKh/a |  | Design temperature for heat pump |  |  |  | W/(m²K) | °C | °C | d/a | Kd/a | kKh/a |  | Design temperature for heat pump |  |  |  | W/(m²K) | °C | °C | d/a | Kd/a | kKh/a |  | Design temperature for heat pump |  |  |  | W/(m²K) | °C | °C | d/a | Kd/a | kKh/a |  | Design temperature for heat pump |  |  |  | W/(m²K) | °C | °C | d/a | Kd/a | kKh/a |  | Design temperature for heat pump |  |  |  | W/(m²K) | °C | °C | d/a | Kd/a | kKh/a |  | Design temperature for heat pump |  |  |  | W/(m²K) | °C | °C | d/a | Kd/a | kKh/a |  | Design temperature for heat pump |  |  |  | W/(m²K) | °C | °C | d/a | Kd/a | kKh/a |  | Design temperature for heat pump |  |  |  | W/(m²K) | °C | °C | d/a | Kd/a | kKh/a |  | Design temperature for heat pump |  |  |  | W/(m²K) | °C | °C | d/a | Kd/a | kKh/a |  | Design temperature for heat pump |  |  |  | W/(m²K) | °C | °C | d/a | Kd/a | kKh/a |  | Design temperature for heat pump
| 0.88414 | 20 | 6.6 | 212 | 2840.8 | 68.1792 |  | -10 |  |  |  | 1.0042 | 20 | 6.6 | 212 | 2840.8 | 68.1792 |  | -10 |  |  |  | 0.89652 | 20 | 6.6 | 212 | 2840.8 | 68.1792 |  | -10 |  |  |  | 0.90335 | 20 | 6.6 | 212 | 2840.8 | 68.1792 |  | -10 |  |  |  | 0.89857 | 20 | 6.6 | 212 | 2840.8 | 68.1792 |  | -10 |  |  |  | 0.90569 | 20 | 6.6 | 212 | 2840.8 | 68.1792 |  | -10 |  |  |  | 0.90335 | 20 | 6.6 | 212 | 2840.8 | 68.1792 |  | -10 |  |  |  | 0.92993 | 20 | 6.6 | 212 | 2840.8 | 68.1792 |  | -10 |  |  |  | 0.88914 | 20 | 6.6 | 212 | 2840.8 | 68.1792 |  | -10 |  |  |  | 0.89151 | 20 | 6.6 | 212 | 2840.8 | 68.1792 |  | -10 |  |  |  | 0.89357 | 20 | 6.6 | 212 | 2840.8 | 68.1792 |  | -10 |  |  |  | 0.96388 | 20 | 6.6 | 212 | 2840.8 | 68.1792 |  | -10 |  |  |  | 0.89215 | 20 | 6.6 | 212 | 2840.8 | 68.1792 |  | -10 |  |  |  | 0.89626 | 20 | 6.6 | 212 | 2840.8 | 68.1792 |  | -10 |  |  |  | 0.89192 | 20 | 6.6 | 212 | 2840.8 | 68.1792 |  | -10 |  |  |  | 0.89852 | 20 | 6.6 | 212 | 2840.8 | 68.1792 |  | -10 |  |  |  | 0.91716 | 20 | 6.6 | 212 | 2840.8 | 68.1792 |  | -10 |  |  |  | 0.91581 | 20 | 6.6 | 212 | 2840.8 | 68.1792 |  | -10 |  |  |  | 0.89556 | 20 | 6.6 | 212 | 2840.8 | 68.1792 |  | -10
| Solar heat load during heating season Qsol | [5 empty] | 1177.4186 | 10.0979 |  |  |  | Solar heat load during heating season Qsol | [5 empty] | 981.1822 | 8.4149 |  |  |  | Solar heat load during heating season Qsol | [5 empty] | 981.1822 | 8.4149 |  |  |  | Solar heat load during heating season Qsol | [5 empty] | 981.1822 | 8.4149 |  |  |  | Solar heat load during heating season Qsol | [5 empty] | 981.1822 | 8.4149 |  |  |  | Solar heat load during heating season Qsol | [5 empty] | 981.1822 | 8.4149 |  |  |  | Solar heat load during heating season Qsol | [5 empty] | 981.1822 | 8.4149 |  |  |  | Solar heat load during heating season Qsol | [5 empty] | 981.1822 | 8.4149 |  |  |  | Solar heat load during heating season Qsol | [5 empty] | 981.1822 | 8.4149 |  |  |  | Solar heat load during heating season Qsol | [5 empty] | 981.1822 | 8.4149 |  |  |  | Solar heat load during heating season Qsol | [5 empty] | 981.1822 | 8.4149 |  |  |  | Solar heat load during heating season Qsol | [5 empty] | 981.1822 | 8.4149 |  |  |  | Solar heat load during heating season Qsol | [5 empty] | 981.1822 | 8.4149 |  |  |  | Solar heat load during heating season Qsol | [5 empty] | 981.1822 | 8.4149 |  |  |  | Solar heat load during heating season Qsol | [5 empty] | 981.1822 | 8.4149 |  |  |  | Solar heat load during heating season Qsol | [5 empty] | 981.1822 | 8.4149 |  |  |  | Solar heat load during heating season Qsol | [5 empty] | 981.1822 | 8.4149 |  |  |  | Solar heat load during heating season Qsol | [5 empty] | 981.1822 | 8.4149 |  |  |  | Solar heat load during heating season Qsol | [5 empty] | 981.1822 | 8.4149
Window orientation | external shading Fsh | frame area fraction FF | non-perpen- dicular FW | solar energy transmittance ggl,n | window area Awindow,i | solar global radiation Isol,i |  |  |  |  | Window orientation | external shading Fsh | frame area fraction FF | non-perpen- dicular FW | solar energy transmittance ggl,n | window area Awindow,i | solar global radiation Isol,i |  |  |  |  | Window orientation | external shading Fsh | frame area fraction FF | non-perpen- dicular FW | solar energy transmittance ggl,n | window area Awindow,i | solar global radiation Isol,i |  |  |  |  | Window orientation | external shading Fsh | frame area fraction FF | non-perpen- dicular FW | solar energy transmittance ggl,n | window area Awindow,i | solar global radiation Isol,i |  |  |  |  | Window orientation | external shading Fsh | frame area fraction FF | non-perpen- dicular FW | solar energy transmittance ggl,n | window area Awindow,i | solar global radiation Isol,i |  |  |  |  | Window orientation | external shading Fsh | frame area fraction FF | non-perpen- dicular FW | solar energy transmittance ggl,n | window area Awindow,i | solar global radiation Isol,i |  |  |  |  | Window orientation | external shading Fsh | frame area fraction FF | non-perpen- dicular FW | solar energy transmittance ggl,n | window area Awindow,i | solar global radiation Isol,i |  |  |  |  | Window orientation | external shading Fsh | frame area fraction FF | non-perpen- dicular FW | solar energy transmittance ggl,n | window area Awindow,i | solar global radiation Isol,i |  |  |  |  | Window orientation | external shading Fsh | frame area fraction FF | non-perpen- dicular FW | solar energy transmittance ggl,n | window area Awindow,i | solar global radiation Isol,i |  |  |  |  | Window orientation | external shading Fsh | frame area fraction FF | non-perpen- dicular FW | solar energy transmittance ggl,n | window area Awindow,i | solar global radiation Isol,i |  |  |  |  | Window orientation | external shading Fsh | frame area fraction FF | non-perpen- dicular FW | solar energy transmittance ggl,n | window area Awindow,i | solar global radiation Isol,i |  |  |  |  | Window orientation | external shading Fsh | frame area fraction FF | non-perpen- dicular FW | solar energy transmittance ggl,n | window area Awindow,i | solar global radiation Isol,i |  |  |  |  | Window orientation | external shading Fsh | frame area fraction FF | non-perpen- dicular FW | solar energy transmittance ggl,n | window area Awindow,i | solar global radiation Isol,i |  |  |  |  | Window orientation | external shading Fsh | frame area fraction FF | non-perpen- dicular FW | solar energy transmittance ggl,n | window area Awindow,i | solar global radiation Isol,i |  |  |  |  | Window orientation | external shading Fsh | frame area fraction FF | non-perpen- dicular FW | solar energy transmittance ggl,n | window area Awindow,i | solar global radiation Isol,i |  |  |  |  | Window orientation | external shading Fsh | frame area fraction FF | non-perpen- dicular FW | solar energy transmittance ggl,n | window area Awindow,i | solar global radiation Isol,i |  |  |  |  | Window orientation | external shading Fsh | frame area fraction FF | non-perpen- dicular FW | solar energy transmittance ggl,n | window area Awindow,i | solar global radiation Isol,i |  |  |  |  | Window orientation | external shading Fsh | frame area fraction FF | non-perpen- dicular FW | solar energy transmittance ggl,n | window area Awindow,i | solar global radiation Isol,i |  |  |  |  | Window orientation | external shading Fsh | frame area fraction FF | non-perpen- dicular FW | solar energy transmittance ggl,n | window area Awindow,i | solar global radiation Isol,i
[6 empty] | kWh/(m²a) | kWh/a | [9 empty] | kWh/(m²a) | kWh/a | [9 empty] | kWh/(m²a) | kWh/a | [9 empty] | kWh/(m²a) | kWh/a | [9 empty] | kWh/(m²a) | kWh/a | [9 empty] | kWh/(m²a) | kWh/a | [9 empty] | kWh/(m²a) | kWh/a | [9 empty] | kWh/(m²a) | kWh/a | [9 empty] | kWh/(m²a) | kWh/a | [9 empty] | kWh/(m²a) | kWh/a | [9 empty] | kWh/(m²a) | kWh/a | [9 empty] | kWh/(m²a) | kWh/a | [9 empty] | kWh/(m²a) | kWh/a | [9 empty] | kWh/(m²a) | kWh/a | [9 empty] | kWh/(m²a) | kWh/a | [9 empty] | kWh/(m²a) | kWh/a | [9 empty] | kWh/(m²a) | kWh/a | [9 empty] | kWh/(m²a) | kWh/a | [9 empty] | kWh/(m²a) | kWh/a
Horizontal | 0.8 | 0.3 | 0.9 | 0.72 |  | 324 |  |  |  |  | Horizontal | 0.8 | 0.3 | 0.9 | 0.6 |  | 324 |  |  |  |  | Horizontal | 0.8 | 0.3 | 0.9 | 0.6 |  | 324 |  |  |  |  | Horizontal | 0.8 | 0.3 | 0.9 | 0.6 |  | 324 |  |  |  |  | Horizontal | 0.8 | 0.3 | 0.9 | 0.6 |  | 324 |  |  |  |  | Horizontal | 0.8 | 0.3 | 0.9 | 0.6 |  | 324 |  |  |  |  | Horizontal | 0.8 | 0.3 | 0.9 | 0.6 |  | 324 |  |  |  |  | Horizontal | 0.8 | 0.3 | 0.9 | 0.6 |  | 324 |  |  |  |  | Horizontal | 0.8 | 0.3 | 0.9 | 0.6 |  | 324 |  |  |  |  | Horizontal | 0.8 | 0.3 | 0.9 | 0.6 |  | 324 |  |  |  |  | Horizontal | 0.8 | 0.3 | 0.9 | 0.6 |  | 324 |  |  |  |  | Horizontal | 0.8 | 0.3 | 0.9 | 0.6 |  | 324 |  |  |  |  | Horizontal | 0.8 | 0.3 | 0.9 | 0.6 |  | 324 |  |  |  |  | Horizontal | 0.8 | 0.3 | 0.9 | 0.6 |  | 324 |  |  |  |  | Horizontal | 0.8 | 0.3 | 0.9 | 0.6 |  | 324 |  |  |  |  | Horizontal | 0.8 | 0.3 | 0.9 | 0.6 |  | 324 |  |  |  |  | Horizontal | 0.8 | 0.3 | 0.9 | 0.6 |  | 324 |  |  |  |  | Horizontal | 0.8 | 0.3 | 0.9 | 0.6 |  | 324 |  |  |  |  | Horizontal | 0.8 | 0.3 | 0.9 | 0.6 |  | 324
East | 0.6 | 0.3 | 0.9 | 0.72 | 9.7 | 225 | 593.9892 | 5.0942 |  |  | East | 0.6 | 0.3 | 0.9 | 0.6 | 9.7 | 225 | 494.991 |  |  |  | East | 0.6 | 0.3 | 0.9 | 0.6 | 9.7 | 225 | 494.991 |  |  |  | East | 0.6 | 0.3 | 0.9 | 0.6 | 9.7 | 225 | 494.991 |  |  |  | East | 0.6 | 0.3 | 0.9 | 0.6 | 9.7 | 225 | 494.991 |  |  |  | East | 0.6 | 0.3 | 0.9 | 0.6 | 9.7 | 225 | 494.991 |  |  |  | East | 0.6 | 0.3 | 0.9 | 0.6 | 9.7 | 225 | 494.991 |  |  |  | East | 0.6 | 0.3 | 0.9 | 0.6 | 9.7 | 225 | 494.991 |  |  |  | East | 0.6 | 0.3 | 0.9 | 0.6 | 9.7 | 225 | 494.991 |  |  |  | East | 0.6 | 0.3 | 0.9 | 0.6 | 9.7 | 225 | 494.991 |  |  |  | East | 0.6 | 0.3 | 0.9 | 0.6 | 9.7 | 225 | 494.991 |  |  |  | East | 0.6 | 0.3 | 0.9 | 0.6 | 9.7 | 225 | 494.991 |  |  |  | East | 0.6 | 0.3 | 0.9 | 0.6 | 9.7 | 225 | 494.991 |  |  |  | East | 0.6 | 0.3 | 0.9 | 0.6 | 9.7 | 225 | 494.991 |  |  |  | East | 0.6 | 0.3 | 0.9 | 0.6 | 9.7 | 225 | 494.991 |  |  |  | East | 0.6 | 0.3 | 0.9 | 0.6 | 9.7 | 225 | 494.991 |  |  |  | East | 0.6 | 0.3 | 0.9 | 0.6 | 9.7 | 225 | 494.991 |  |  |  | East | 0.6 | 0.3 | 0.9 | 0.6 | 9.7 | 225 | 494.991 |  |  |  | East | 0.6 | 0.3 | 0.9 | 0.6 | 9.7 | 225 | 494.991
South | 0.6 | 0.3 | 0.9 | 0.72 |  | 402 |  |  |  |  | South | 0.6 | 0.3 | 0.9 | 0.6 |  | 402 |  |  |  |  | South | 0.6 | 0.3 | 0.9 | 0.6 |  | 402 |  |  |  |  | South | 0.6 | 0.3 | 0.9 | 0.6 |  | 402 |  |  |  |  | South | 0.6 | 0.3 | 0.9 | 0.6 |  | 402 |  |  |  |  | South | 0.6 | 0.3 | 0.9 | 0.6 |  | 402 |  |  |  |  | South | 0.6 | 0.3 | 0.9 | 0.6 |  | 402 |  |  |  |  | South | 0.6 | 0.3 | 0.9 | 0.6 |  | 402 |  |  |  |  | South | 0.6 | 0.3 | 0.9 | 0.6 |  | 402 |  |  |  |  | South | 0.6 | 0.3 | 0.9 | 0.6 |  | 402 |  |  |  |  | South | 0.6 | 0.3 | 0.9 | 0.6 |  | 402 |  |  |  |  | South | 0.6 | 0.3 | 0.9 | 0.6 |  | 402 |  |  |  |  | South | 0.6 | 0.3 | 0.9 | 0.6 |  | 402 |  |  |  |  | South | 0.6 | 0.3 | 0.9 | 0.6 |  | 402 |  |  |  |  | South | 0.6 | 0.3 | 0.9 | 0.6 |  | 402 |  |  |  |  | South | 0.6 | 0.3 | 0.9 | 0.6 |  | 402 |  |  |  |  | South | 0.6 | 0.3 | 0.9 | 0.6 |  | 402 |  |  |  |  | South | 0.6 | 0.3 | 0.9 | 0.6 |  | 402 |  |  |  |  | South | 0.6 | 0.3 | 0.9 | 0.6 |  | 402
West | 0.6 | 0.3 | 0.9 | 0.72 | 9.7 | 221 | 583.4294 | 5.0037 |  |  | West | 0.6 | 0.3 | 0.9 | 0.6 | 9.7 | 221 | 486.1912 |  |  |  | West | 0.6 | 0.3 | 0.9 | 0.6 | 9.7 | 221 | 486.1912 |  |  |  | West | 0.6 | 0.3 | 0.9 | 0.6 | 9.7 | 221 | 486.1912 |  |  |  | West | 0.6 | 0.3 | 0.9 | 0.6 | 9.7 | 221 | 486.1912 |  |  |  | West | 0.6 | 0.3 | 0.9 | 0.6 | 9.7 | 221 | 486.1912 |  |  |  | West | 0.6 | 0.3 | 0.9 | 0.6 | 9.7 | 221 | 486.1912 |  |  |  | West | 0.6 | 0.3 | 0.9 | 0.6 | 9.7 | 221 | 486.1912 |  |  |  | West | 0.6 | 0.3 | 0.9 | 0.6 | 9.7 | 221 | 486.1912 |  |  |  | West | 0.6 | 0.3 | 0.9 | 0.6 | 9.7 | 221 | 486.1912 |  |  |  | West | 0.6 | 0.3 | 0.9 | 0.6 | 9.7 | 221 | 486.1912 |  |  |  | West | 0.6 | 0.3 | 0.9 | 0.6 | 9.7 | 221 | 486.1912 |  |  |  | West | 0.6 | 0.3 | 0.9 | 0.6 | 9.7 | 221 | 486.1912 |  |  |  | West | 0.6 | 0.3 | 0.9 | 0.6 | 9.7 | 221 | 486.1912 |  |  |  | West | 0.6 | 0.3 | 0.9 | 0.6 | 9.7 | 221 | 486.1912 |  |  |  | West | 0.6 | 0.3 | 0.9 | 0.6 | 9.7 | 221 | 486.1912 |  |  |  | West | 0.6 | 0.3 | 0.9 | 0.6 | 9.7 | 221 | 486.1912 |  |  |  | West | 0.6 | 0.3 | 0.9 | 0.6 | 9.7 | 221 | 486.1912 |  |  |  | West | 0.6 | 0.3 | 0.9 | 0.6 | 9.7 | 221 | 486.1912
North | 0.6 | 0.3 | 0.9 | 0.72 |  | 115 |  |  |  |  | North | 0.6 | 0.3 | 0.9 | 0.6 |  | 115 |  |  |  |  | North | 0.6 | 0.3 | 0.9 | 0.6 |  | 115 |  |  |  |  | North | 0.6 | 0.3 | 0.9 | 0.6 |  | 115 |  |  |  |  | North | 0.6 | 0.3 | 0.9 | 0.6 |  | 115 |  |  |  |  | North | 0.6 | 0.3 | 0.9 | 0.6 |  | 115 |  |  |  |  | North | 0.6 | 0.3 | 0.9 | 0.6 |  | 115 |  |  |  |  | North | 0.6 | 0.3 | 0.9 | 0.6 |  | 115 |  |  |  |  | North | 0.6 | 0.3 | 0.9 | 0.6 |  | 115 |  |  |  |  | North | 0.6 | 0.3 | 0.9 | 0.6 |  | 115 |  |  |  |  | North | 0.6 | 0.3 | 0.9 | 0.6 |  | 115 |  |  |  |  | North | 0.6 | 0.3 | 0.9 | 0.6 |  | 115 |  |  |  |  | North | 0.6 | 0.3 | 0.9 | 0.6 |  | 115 |  |  |  |  | North | 0.6 | 0.3 | 0.9 | 0.6 |  | 115 |  |  |  |  | North | 0.6 | 0.3 | 0.9 | 0.6 |  | 115 |  |  |  |  | North | 0.6 | 0.3 | 0.9 | 0.6 |  | 115 |  |  |  |  | North | 0.6 | 0.3 | 0.9 | 0.6 |  | 115 |  |  |  |  | North | 0.6 | 0.3 | 0.9 | 0.6 |  | 115 |  |  |  |  | North | 0.6 | 0.3 | 0.9 | 0.6 |  | 115
| Internal heat sources Qint | [5 empty] | 1779.7824 | 15.264 |  |  |  | Internal heat sources Qint | [5 empty] | 1779.7824 | 15.264 |  |  |  | Internal heat sources Qint | [5 empty] | 1779.7824 | 15.264 |  |  |  | Internal heat sources Qint | [5 empty] | 1779.7824 | 15.264 |  |  |  | Internal heat sources Qint | [5 empty] | 1779.7824 | 15.264 |  |  |  | Internal heat sources Qint | [5 empty] | 1779.7824 | 15.264 |  |  |  | Internal heat sources Qint | [5 empty] | 1779.7824 | 15.264 |  |  |  | Internal heat sources Qint | [5 empty] | 1779.7824 | 15.264 |  |  |  | Internal heat sources Qint | [5 empty] | 1779.7824 | 15.264 |  |  |  | Internal heat sources Qint | [5 empty] | 1779.7824 | 15.264 |  |  |  | Internal heat sources Qint | [5 empty] | 1779.7824 | 15.264 |  |  |  | Internal heat sources Qint | [5 empty] | 1779.7824 | 15.264 |  |  |  | Internal heat sources Qint | [5 empty] | 1779.7824 | 15.264 |  |  |  | Internal heat sources Qint | [5 empty] | 1779.7824 | 15.264 |  |  |  | Internal heat sources Qint | [5 empty] | 1779.7824 | 15.264 |  |  |  | Internal heat sources Qint | [5 empty] | 1779.7824 | 15.264 |  |  |  | Internal heat sources Qint | [5 empty] | 1779.7824 | 15.264 |  |  |  | Internal heat sources Qint | [5 empty] | 1779.7824 | 15.264 |  |  |  | Internal heat sources Qint | [5 empty] | 1779.7824 | 15.264
|  | internal heat sources | heating days | [9 empty] | internal heat sources | heating days | [9 empty] | internal heat sources | heating days | [9 empty] | internal heat sources | heating days | [9 empty] | internal heat sources | heating days | [9 empty] | internal heat sources | heating days | [9 empty] | internal heat sources | heating days | [9 empty] | internal heat sources | heating days | [9 empty] | internal heat sources | heating days | [9 empty] | internal heat sources | heating days | [9 empty] | internal heat sources | heating days | [9 empty] | internal heat sources | heating days | [9 empty] | internal heat sources | heating days | [9 empty] | internal heat sources | heating days | [9 empty] | internal heat sources | heating days | [9 empty] | internal heat sources | heating days | [9 empty] | internal heat sources | heating days | [9 empty] | internal heat sources | heating days | [9 empty] | internal heat sources | heating days
|  | ji | dhs | [9 empty] | ji | dhs | [9 empty] | ji | dhs | [9 empty] | ji | dhs | [9 empty] | ji | dhs | [9 empty] | ji | dhs | [9 empty] | ji | dhs | [9 empty] | ji | dhs | [9 empty] | ji | dhs | [9 empty] | ji | dhs | [9 empty] | ji | dhs | [9 empty] | ji | dhs | [9 empty] | ji | dhs | [9 empty] | ji | dhs | [9 empty] | ji | dhs | [9 empty] | ji | dhs | [9 empty] | ji | dhs | [9 empty] | ji | dhs | [9 empty] | ji | dhs
| kh/d | W/m² | d/a | [8 empty] | kh/d | W/m² | d/a | [8 empty] | kh/d | W/m² | d/a | [8 empty] | kh/d | W/m² | d/a | [8 empty] | kh/d | W/m² | d/a | [8 empty] | kh/d | W/m² | d/a | [8 empty] | kh/d | W/m² | d/a | [8 empty] | kh/d | W/m² | d/a | [8 empty] | kh/d | W/m² | d/a | [8 empty] | kh/d | W/m² | d/a | [8 empty] | kh/d | W/m² | d/a | [8 empty] | kh/d | W/m² | d/a | [8 empty] | kh/d | W/m² | d/a | [8 empty] | kh/d | W/m² | d/a | [8 empty] | kh/d | W/m² | d/a | [8 empty] | kh/d | W/m² | d/a | [8 empty] | kh/d | W/m² | d/a | [8 empty] | kh/d | W/m² | d/a | [8 empty] | kh/d | W/m² | d/a
| 0.024 | 3 | 212 | [8 empty] | 0.024 | 3 | 212 | [8 empty] | 0.024 | 3 | 212 | [8 empty] | 0.024 | 3 | 212 | [8 empty] | 0.024 | 3 | 212 | [8 empty] | 0.024 | 3 | 212 | [8 empty] | 0.024 | 3 | 212 | [8 empty] | 0.024 | 3 | 212 | [8 empty] | 0.024 | 3 | 212 | [8 empty] | 0.024 | 3 | 212 | [8 empty] | 0.024 | 3 | 212 | [8 empty] | 0.024 | 3 | 212 | [8 empty] | 0.024 | 3 | 212 | [8 empty] | 0.024 | 3 | 212 | [8 empty] | 0.024 | 3 | 212 | [8 empty] | 0.024 | 3 | 212 | [8 empty] | 0.024 | 3 | 212 | [8 empty] | 0.024 | 3 | 212 | [8 empty] | 0.024 | 3 | 212
| Gain utilization factor for heating | [5 empty] | 0.92893 |  |  |  |  | Gain utilization factor for heating | [5 empty] | 0.9397 |  |  |  |  | Gain utilization factor for heating | [5 empty] | 0.93424 |  |  |  |  | Gain utilization factor for heating | [5 empty] | 0.93437 |  |  |  |  | Gain utilization factor for heating | [5 empty] | 0.93416 |  |  |  |  | Gain utilization factor for heating | [5 empty] | 0.93456 |  |  |  |  | Gain utilization factor for heating | [5 empty] | 0.93437 |  |  |  |  | Gain utilization factor for heating | [5 empty] | 0.9365 |  |  |  |  | Gain utilization factor for heating | [5 empty] | 0.93471 |  |  |  |  | Gain utilization factor for heating | [5 empty] | 0.93469 |  |  |  |  | Gain utilization factor for heating | [5 empty] | 0.93467 |  |  |  |  | Gain utilization factor for heating | [5 empty] | 0.93897 |  |  |  |  | Gain utilization factor for heating | [5 empty] | 0.93469 |  |  |  |  | Gain utilization factor for heating | [5 empty] | 0.93463 |  |  |  |  | Gain utilization factor for heating | [5 empty] | 0.93469 |  |  |  |  | Gain utilization factor for heating | [5 empty] | 0.93457 |  |  |  |  | Gain utilization factor for heating | [5 empty] | 0.93595 |  |  |  |  | Gain utilization factor for heating | [5 empty] | 0.93584 |  |  |  |  | Gain utilization factor for heating | [5 empty] | 0.93464
| internal heat capacity per m² AC,ref | [5 empty] | 45 |  |  |  |  | internal heat capacity per m² AC,ref | [5 empty] | 45 |  |  |  |  | internal heat capacity per m² AC,ref | [5 empty] | 45 |  |  |  |  | internal heat capacity per m² AC,ref | [5 empty] | 45 |  |  |  |  | internal heat capacity per m² AC,ref | [5 empty] | 45 |  |  |  |  | internal heat capacity per m² AC,ref | [5 empty] | 45 |  |  |  |  | internal heat capacity per m² AC,ref | [5 empty] | 45 |  |  |  |  | internal heat capacity per m² AC,ref | [5 empty] | 45 |  |  |  |  | internal heat capacity per m² AC,ref | [5 empty] | 45 |  |  |  |  | internal heat capacity per m² AC,ref | [5 empty] | 45 |  |  |  |  | internal heat capacity per m² AC,ref | [5 empty] | 45 |  |  |  |  | internal heat capacity per m² AC,ref | [5 empty] | 45 |  |  |  |  | internal heat capacity per m² AC,ref | [5 empty] | 45 |  |  |  |  | internal heat capacity per m² AC,ref | [5 empty] | 45 |  |  |  |  | internal heat capacity per m² AC,ref | [5 empty] | 45 |  |  |  |  | internal heat capacity per m² AC,ref | [5 empty] | 45 |  |  |  |  | internal heat capacity per m² AC,ref | [5 empty] | 45 |  |  |  |  | internal heat capacity per m² AC,ref | [5 empty] | 45 |  |  |  |  | internal heat capacity per m² AC,ref | [5 empty] | 45
| time constant of the building T | [5 empty] | 20.8731 |  |  |  |  | time constant of the building T | [5 empty] | 49.7808 |  |  |  |  | time constant of the building T | [5 empty] | 27.8726 |  |  |  |  | time constant of the building T | [5 empty] | 30.1352 |  |  |  |  | time constant of the building T | [5 empty] | 28.9795 |  |  |  |  | time constant of the building T | [5 empty] | 30.3731 |  |  |  |  | time constant of the building T | [5 empty] | 30.1352 |  |  |  |  | time constant of the building T | [5 empty] | 33.0796 |  |  |  |  | time constant of the building T | [5 empty] | 23.4276 |  |  |  |  | time constant of the building T | [5 empty] | 24.3301 |  |  |  |  | time constant of the building T | [5 empty] | 25.1693 |  |  |  |  | time constant of the building T | [5 empty] | 37.7966 |  |  |  |  | time constant of the building T | [5 empty] | 24.5833 |  |  |  |  | time constant of the building T | [5 empty] | 26.3604 |  |  |  |  | time constant of the building T | [5 empty] | 24.4931 |  |  |  |  | time constant of the building T | [5 empty] | 27.4497 |  |  |  |  | time constant of the building T | [5 empty] | 29.8169 |  |  |  |  | time constant of the building T | [5 empty] | 29.6842 |  |  |  |  | time constant of the building T | [5 empty] | 26.0364
| parameter aH | [5 empty] | 1.4958 |  |  |  |  | parameter aH | [5 empty] | 2.4594 |  |  |  |  | parameter aH | [5 empty] | 1.7291 |  |  |  |  | parameter aH | [5 empty] | 1.8045 |  |  |  |  | parameter aH | [5 empty] | 1.766 |  |  |  |  | parameter aH | [5 empty] | 1.8124 |  |  |  |  | parameter aH | [5 empty] | 1.8045 |  |  |  |  | parameter aH | [5 empty] | 1.9027 |  |  |  |  | parameter aH | [5 empty] | 1.5809 |  |  |  |  | parameter aH | [5 empty] | 1.611 |  |  |  |  | parameter aH | [5 empty] | 1.639 |  |  |  |  | parameter aH | [5 empty] | 2.0599 |  |  |  |  | parameter aH | [5 empty] | 1.6194 |  |  |  |  | parameter aH | [5 empty] | 1.6787 |  |  |  |  | parameter aH | [5 empty] | 1.6164 |  |  |  |  | parameter aH | [5 empty] | 1.715 |  |  |  |  | parameter aH | [5 empty] | 1.7939 |  |  |  |  | parameter aH | [5 empty] | 1.7895 |  |  |  |  | parameter aH | [5 empty] | 1.6679
| heat balance ratio for the heating mode | [5 empty] | 0.19516 |  |  |  |  | heat balance ratio for the heating mode | [5 empty] | 0.38259 |  |  |  |  | heat balance ratio for the heating mode | [5 empty] | 0.23995 |  |  |  |  | heat balance ratio for the heating mode | [5 empty] | 0.25746 |  |  |  |  | heat balance ratio for the heating mode | [5 empty] | 0.24891 |  |  |  |  | heat balance ratio for the heating mode | [5 empty] | 0.25883 |  |  |  |  | heat balance ratio for the heating mode | [5 empty] | 0.25746 |  |  |  |  | heat balance ratio for the heating mode | [5 empty] | 0.27454 |  |  |  |  | heat balance ratio for the heating mode | [5 empty] | 0.20336 |  |  |  |  | heat balance ratio for the heating mode | [5 empty] | 0.21063 |  |  |  |  | heat balance ratio for the heating mode | [5 empty] | 0.21739 |  |  |  |  | heat balance ratio for the heating mode | [5 empty] | 0.30264 |  |  |  |  | heat balance ratio for the heating mode | [5 empty] | 0.21267 |  |  |  |  | heat balance ratio for the heating mode | [5 empty] | 0.22699 |  |  |  |  | heat balance ratio for the heating mode | [5 empty] | 0.21194 |  |  |  |  | heat balance ratio for the heating mode | [5 empty] | 0.23578 |  |  |  |  | heat balance ratio for the heating mode | [5 empty] | 0.25091 |  |  |  |  | heat balance ratio for the heating mode | [5 empty] | 0.25016 |  |  |  |  | heat balance ratio for the heating mode | [5 empty] | 0.22438
| Energy need for heating QH,nd | [5 empty] | 12405.8775 | 106.3969 |  |  |  | Energy need for heating QH,nd | [5 empty] | 4621.9761 | 39.6396 |  |  |  | Energy need for heating QH,nd | [5 empty] | 8927.1181 | 76.5619 |  |  |  | Energy need for heating QH,nd | [5 empty] | 8143.9178 | 69.8449 |  |  |  | Energy need for heating QH,nd | [5 empty] | 8513.2035 | 73.012 |  |  |  | Energy need for heating QH,nd | [5 empty] | 8086.9343 | 69.3562 |  |  |  | Energy need for heating QH,nd | [5 empty] | 8143.9178 | 69.8449 |  |  |  | Energy need for heating QH,nd | [5 empty] | 7471.0042 | 64.0738 |  |  |  | Energy need for heating QH,nd | [5 empty] | 10996.3413 | 94.3082 |  |  |  | Energy need for heating QH,nd | [5 empty] | 10527.7056 | 90.2891 |  |  |  | Energy need for heating QH,nd | [5 empty] | 10119.9186 | 86.7918 |  |  |  | Energy need for heating QH,nd | [5 empty] | 6530.4875 | 56.0076 |  |  |  | Energy need for heating QH,nd | [5 empty] | 10401.9291 | 89.2104 |  |  |  | Energy need for heating QH,nd | [5 empty] | 9582.6904 | 82.1843 |  |  |  | Energy need for heating QH,nd | [5 empty] | 10446.4731 | 89.5924 |  |  |  | Energy need for heating QH,nd | [5 empty] | 9129.5883 | 78.2984 |  |  |  | Energy need for heating QH,nd | [5 empty] | 8419.7407 | 72.2105 |  |  |  | Energy need for heating QH,nd | [5 empty] | 8452.9636 | 72.4954 |  |  |  | Energy need for heating QH,nd | [5 empty] | 9724.2622 | 83.3985
| Qht – hh,gn × (Qsol + Qint) | [7 empty] | 7.5646 | [10 empty] | 2.8183 | [10 empty] | 5.4434 | [10 empty] | 4.9658 | [10 empty] | 5.191 | [10 empty] | 4.9311 | [10 empty] | 4.9658 | [10 empty] | 4.5555 | [10 empty] | 6.7051 | [10 empty] | 6.4193 | [10 empty] | 6.1707 | [10 empty] | 3.982 | [10 empty] | 6.3426 | [10 empty] | 5.8431 | [10 empty] | 6.3698 | [10 empty] | 5.5668 | [10 empty] | 5.134 | [10 empty] | 5.1542 | [10 empty] | 5.9294
Energy balance calculation - System Performance | [11 empty] | Energy balance calculation - System Performance | [10 empty] | Energy balance calculation - System Performance | [10 empty] | Energy balance calculation - System Performance | [10 empty] | Energy balance calculation - System Performance | [10 empty] | Energy balance calculation - System Performance | [10 empty] | Energy balance calculation - System Performance | [10 empty] | Energy balance calculation - System Performance | [10 empty] | Energy balance calculation - System Performance | [10 empty] | Energy balance calculation - System Performance | [10 empty] | Energy balance calculation - System Performance | [10 empty] | Energy balance calculation - System Performance | [10 empty] | Energy balance calculation - System Performance | [10 empty] | Energy balance calculation - System Performance | [10 empty] | Energy balance calculation - System Performance | [10 empty] | Energy balance calculation - System Performance | [10 empty] | Energy balance calculation - System Performance | [10 empty] | Energy balance calculation - System Performance | [10 empty] | Energy balance calculation - System Performance
| Space heating system | [11 empty] | Space heating system | [10 empty] | Space heating system | [10 empty] | Space heating system | [10 empty] | Space heating system | [10 empty] | Space heating system | [10 empty] | Space heating system | [10 empty] | Space heating system | [10 empty] | Space heating system | [10 empty] | Space heating system | [10 empty] | Space heating system | [10 empty] | Space heating system | [10 empty] | Space heating system | [10 empty] | Space heating system | [10 empty] | Space heating system | [10 empty] | Space heating system | [10 empty] | Space heating system | [10 empty] | Space heating system | [10 empty] | Space heating system
| energy need space heating | – usable contribution of hot water system | – usable contrib. of vent. heat recovery | + losses distribution and heat emission | + losses storage | heat generator output | [6 empty] | energy need space heating | – usable contribution of hot water system | – usable contrib. of vent. heat recovery | + losses distribution and heat emission | + losses storage | heat generator output | [5 empty] | energy need space heating | – usable contribution of hot water system | – usable contrib. of vent. heat recovery | + losses distribution and heat emission | + losses storage | heat generator output | [5 empty] | energy need space heating | – usable contribution of hot water system | – usable contrib. of vent. heat recovery | + losses distribution and heat emission | + losses storage | heat generator output | [5 empty] | energy need space heating | – usable contribution of hot water system | – usable contrib. of vent. heat recovery | + losses distribution and heat emission | + losses storage | heat generator output | [5 empty] | energy need space heating | – usable contribution of hot water system | – usable contrib. of vent. heat recovery | + losses distribution and heat emission | + losses storage | heat generator output | [5 empty] | energy need space heating | – usable contribution of hot water system | – usable contrib. of vent. heat recovery | + losses distribution and heat emission | + losses storage | heat generator output | [5 empty] | energy need space heating | – usable contribution of hot water system | – usable contrib. of vent. heat recovery | + losses distribution and heat emission | + losses storage | heat generator output | [5 empty] | energy need space heating | – usable contribution of hot water system | – usable contrib. of vent. heat recovery | + losses distribution and heat emission | + losses storage | heat generator output | [5 empty] | energy need space heating | – usable contribution of hot water system | – usable contrib. of vent. heat recovery | + losses distribution and heat emission | + losses storage | heat generator output | [5 empty] | energy need space heating | – usable contribution of hot water system | – usable contrib. of vent. heat recovery | + losses distribution and heat emission | + losses storage | heat generator output | [5 empty] | energy need space heating | – usable contribution of hot water system | – usable contrib. of vent. heat recovery | + losses distribution and heat emission | + losses storage | heat generator output | [5 empty] | energy need space heating | – usable contribution of hot water system | – usable contrib. of vent. heat recovery | + losses distribution and heat emission | + losses storage | heat generator output | [5 empty] | energy need space heating | – usable contribution of hot water system | – usable contrib. of vent. heat recovery | + losses distribution and heat emission | + losses storage | heat generator output | [5 empty] | energy need space heating | – usable contribution of hot water system | – usable contrib. of vent. heat recovery | + losses distribution and heat emission | + losses storage | heat generator output | [5 empty] | energy need space heating | – usable contribution of hot water system | – usable contrib. of vent. heat recovery | + losses distribution and heat emission | + losses storage | heat generator output | [5 empty] | energy need space heating | – usable contribution of hot water system | – usable contrib. of vent. heat recovery | + losses distribution and heat emission | + losses storage | heat generator output | [5 empty] | energy need space heating | – usable contribution of hot water system | – usable contrib. of vent. heat recovery | + losses distribution and heat emission | + losses storage | heat generator output | [5 empty] | energy need space heating | – usable contribution of hot water system | – usable contrib. of vent. heat recovery | + losses distribution and heat emission | + losses storage | heat generator output
| qnd,h | hh,gn · qw,h | hh,gn · qve,h,rec | qd,h | qs,h | qg,h,out = qnd,h - qw,h - qve,h,rec + qd,h + qs,h | [6 empty] | qnd,h | hh,gn · qw,h | hh,gn · qve,h,rec | qd,h | qs,h | qg,h,out = qnd,h - qw,h - qve,h,rec + qd,h + qs,h | [5 empty] | qnd,h | hh,gn · qw,h | hh,gn · qve,h,rec | qd,h | qs,h | qg,h,out = qnd,h - qw,h - qve,h,rec + qd,h + qs,h | [5 empty] | qnd,h | hh,gn · qw,h | hh,gn · qve,h,rec | qd,h | qs,h | qg,h,out = qnd,h - qw,h - qve,h,rec + qd,h + qs,h | [5 empty] | qnd,h | hh,gn · qw,h | hh,gn · qve,h,rec | qd,h | qs,h | qg,h,out = qnd,h - qw,h - qve,h,rec + qd,h + qs,h | [5 empty] | qnd,h | hh,gn · qw,h | hh,gn · qve,h,rec | qd,h | qs,h | qg,h,out = qnd,h - qw,h - qve,h,rec + qd,h + qs,h | [5 empty] | qnd,h | hh,gn · qw,h | hh,gn · qve,h,rec | qd,h | qs,h | qg,h,out = qnd,h - qw,h - qve,h,rec + qd,h + qs,h | [5 empty] | qnd,h | hh,gn · qw,h | hh,gn · qve,h,rec | qd,h | qs,h | qg,h,out = qnd,h - qw,h - qve,h,rec + qd,h + qs,h | [5 empty] | qnd,h | hh,gn · qw,h | hh,gn · qve,h,rec | qd,h | qs,h | qg,h,out = qnd,h - qw,h - qve,h,rec + qd,h + qs,h | [5 empty] | qnd,h | hh,gn · qw,h | hh,gn · qve,h,rec | qd,h | qs,h | qg,h,out = qnd,h - qw,h - qve,h,rec + qd,h + qs,h | [5 empty] | qnd,h | hh,gn · qw,h | hh,gn · qve,h,rec | qd,h | qs,h | qg,h,out = qnd,h - qw,h - qve,h,rec + qd,h + qs,h | [5 empty] | qnd,h | hh,gn · qw,h | hh,gn · qve,h,rec | qd,h | qs,h | qg,h,out = qnd,h - qw,h - qve,h,rec + qd,h + qs,h | [5 empty] | qnd,h | hh,gn · qw,h | hh,gn · qve,h,rec | qd,h | qs,h | qg,h,out = qnd,h - qw,h - qve,h,rec + qd,h + qs,h | [5 empty] | qnd,h | hh,gn · qw,h | hh,gn · qve,h,rec | qd,h | qs,h | qg,h,out = qnd,h - qw,h - qve,h,rec + qd,h + qs,h | [5 empty] | qnd,h | hh,gn · qw,h | hh,gn · qve,h,rec | qd,h | qs,h | qg,h,out = qnd,h - qw,h - qve,h,rec + qd,h + qs,h | [5 empty] | qnd,h | hh,gn · qw,h | hh,gn · qve,h,rec | qd,h | qs,h | qg,h,out = qnd,h - qw,h - qve,h,rec + qd,h + qs,h | [5 empty] | qnd,h | hh,gn · qw,h | hh,gn · qve,h,rec | qd,h | qs,h | qg,h,out = qnd,h - qw,h - qve,h,rec + qd,h + qs,h | [5 empty] | qnd,h | hh,gn · qw,h | hh,gn · qve,h,rec | qd,h | qs,h | qg,h,out = qnd,h - qw,h - qve,h,rec + qd,h + qs,h | [5 empty] | qnd,h | hh,gn · qw,h | hh,gn · qve,h,rec | qd,h | qs,h | qg,h,out = qnd,h - qw,h - qve,h,rec + qd,h + qs,h
| kWh/(m²a) | kWh/(m²a) | kWh/(m²a) | kWh/(m²a) | kWh/(m²a) | kWh/(m²a) | [6 empty] | kWh/(m²a) | kWh/(m²a) | kWh/(m²a) | kWh/(m²a) | kWh/(m²a) | kWh/(m²a) | [5 empty] | kWh/(m²a) | kWh/(m²a) | kWh/(m²a) | kWh/(m²a) | kWh/(m²a) | kWh/(m²a) | [5 empty] | kWh/(m²a) | kWh/(m²a) | kWh/(m²a) | kWh/(m²a) | kWh/(m²a) | kWh/(m²a) | [5 empty] | kWh/(m²a) | kWh/(m²a) | kWh/(m²a) | kWh/(m²a) | kWh/(m²a) | kWh/(m²a) | [5 empty] | kWh/(m²a) | kWh/(m²a) | kWh/(m²a) | kWh/(m²a) | kWh/(m²a) | kWh/(m²a) | [5 empty] | kWh/(m²a) | kWh/(m²a) | kWh/(m²a) | kWh/(m²a) | kWh/(m²a) | kWh/(m²a) | [5 empty] | kWh/(m²a) | kWh/(m²a) | kWh/(m²a) | kWh/(m²a) | kWh/(m²a) | kWh/(m²a) | [5 empty] | kWh/(m²a) | kWh/(m²a) | kWh/(m²a) | kWh/(m²a) | kWh/(m²a) | kWh/(m²a) | [5 empty] | kWh/(m²a) | kWh/(m²a) | kWh/(m²a) | kWh/(m²a) | kWh/(m²a) | kWh/(m²a) | [5 empty] | kWh/(m²a) | kWh/(m²a) | kWh/(m²a) | kWh/(m²a) | kWh/(m²a) | kWh/(m²a) | [5 empty] | kWh/(m²a) | kWh/(m²a) | kWh/(m²a) | kWh/(m²a) | kWh/(m²a) | kWh/(m²a) | [5 empty] | kWh/(m²a) | kWh/(m²a) | kWh/(m²a) | kWh/(m²a) | kWh/(m²a) | kWh/(m²a) | [5 empty] | kWh/(m²a) | kWh/(m²a) | kWh/(m²a) | kWh/(m²a) | kWh/(m²a) | kWh/(m²a) | [5 empty] | kWh/(m²a) | kWh/(m²a) | kWh/(m²a) | kWh/(m²a) | kWh/(m²a) | kWh/(m²a) | [5 empty] | kWh/(m²a) | kWh/(m²a) | kWh/(m²a) | kWh/(m²a) | kWh/(m²a) | kWh/(m²a) | [5 empty] | kWh/(m²a) | kWh/(m²a) | kWh/(m²a) | kWh/(m²a) | kWh/(m²a) | kWh/(m²a) | [5 empty] | kWh/(m²a) | kWh/(m²a) | kWh/(m²a) | kWh/(m²a) | kWh/(m²a) | kWh/(m²a) | [5 empty] | kWh/(m²a) | kWh/(m²a) | kWh/(m²a) | kWh/(m²a) | kWh/(m²a) | kWh/(m²a)
| 106.3969 | 1.1 | 0 | 6.5 | 0 | 111.7969 | [6 empty] | 39.6396 | 1.1 | 0 | 6.5 | 0 | 45.0396 | [5 empty] | 76.5619 | 0.75779 | 0 | 6.5 | 0 | 82.3041 | [5 empty] | 69.8449 | 0.75779 | 24.7672 | 6.5 | 0 | 50.8199 | [5 empty] | 73.012 | 1.1 | 0 | 6.5 | 0 | 78.412 | [5 empty] | 69.3562 | 1.1 | 0 | 6.5 | 0 | 74.7562 | [5 empty] | 69.8449 | 1.1 | 0 | 6.5 | 0 | 75.2449 | [5 empty] | 64.0738 | 0.75779 | 0 | 6.5 | 0 | 69.816 | [5 empty] | 94.3082 | 0.75779 | 28.4407 | 6.5 | 0 | 71.6097 | [5 empty] | 90.2891 | 1.1 | 0 | 6.5 | 0 | 95.6891 | [5 empty] | 86.7918 | 1.1 | 0 | 6.5 | 0 | 92.1918 | [5 empty] | 56.0076 | 1.1 | 0 | 6.5 | 0 | 61.4076 | [5 empty] | 89.2104 | 0.75779 | 0 | 6.5 | 0 | 94.9526 | [5 empty] | 82.1843 | 0.75779 | 28.6686 | 6.5 | 0 | 59.2579 | [5 empty] | 89.5924 | 1.1 | 0 | 6.5 | 0 | 94.9924 | [5 empty] | 78.2984 | 1.1 | 0 | 6.5 | 0 | 83.6984 | [5 empty] | 72.2105 | 1.1 | 0 | 6.5 | 0 | 77.6105 | [5 empty] | 72.4954 | 0.75779 | 0 | 6.5 | 0 | 78.2376 | [5 empty] | 83.3985 | 0.75779 | 28.6459 | 6.5 | 0 | 60.4948
| Gain utilisation factor (heating contributions from DHW and vent. system) |  |  |  |  | 1 | [6 empty] | Gain utilisation factor (heating contributions from DHW and vent. system) |  |  |  |  | 1 | [5 empty] | Gain utilisation factor (heating contributions from DHW and vent. system) |  |  |  |  | 0.83 | [5 empty] | Gain utilisation factor (heating contributions from DHW and vent. system) |  |  |  |  | 0.83 | [5 empty] | Gain utilisation factor (heating contributions from DHW and vent. system) |  |  |  |  | 1 | [5 empty] | Gain utilisation factor (heating contributions from DHW and vent. system) |  |  |  |  | 1 | [5 empty] | Gain utilisation factor (heating contributions from DHW and vent. system) |  |  |  |  | 1 | [5 empty] | Gain utilisation factor (heating contributions from DHW and vent. system) |  |  |  |  | 0.83 | [5 empty] | Gain utilisation factor (heating contributions from DHW and vent. system) |  |  |  |  | 0.83 | [5 empty] | Gain utilisation factor (heating contributions from DHW and vent. system) |  |  |  |  | 1 | [5 empty] | Gain utilisation factor (heating contributions from DHW and vent. system) |  |  |  |  | 1 | [5 empty] | Gain utilisation factor (heating contributions from DHW and vent. system) |  |  |  |  | 1 | [5 empty] | Gain utilisation factor (heating contributions from DHW and vent. system) |  |  |  |  | 0.83 | [5 empty] | Gain utilisation factor (heating contributions from DHW and vent. system) |  |  |  |  | 0.83 | [5 empty] | Gain utilisation factor (heating contributions from DHW and vent. system) |  |  |  |  | 1 | [5 empty] | Gain utilisation factor (heating contributions from DHW and vent. system) |  |  |  |  | 1 | [5 empty] | Gain utilisation factor (heating contributions from DHW and vent. system) |  |  |  |  | 1 | [5 empty] | Gain utilisation factor (heating contributions from DHW and vent. system) |  |  |  |  | 0.83 | [5 empty] | Gain utilisation factor (heating contributions from DHW and vent. system) |  |  |  |  | 0.83
|  | DHW recoverable for SH |  |  |  | 1.1 | [7 empty] | DHW recoverable for SH |  |  |  | 1.1 | [6 empty] | DHW recoverable for SH |  |  |  | 0.913 | [6 empty] | DHW recoverable for SH |  |  |  | 0.913 | [6 empty] | DHW recoverable for SH |  |  |  | 1.1 | [6 empty] | DHW recoverable for SH |  |  |  | 1.1 | [6 empty] | DHW recoverable for SH |  |  |  | 1.1 | [6 empty] | DHW recoverable for SH |  |  |  | 0.913 | [6 empty] | DHW recoverable for SH |  |  |  | 0.913 | [6 empty] | DHW recoverable for SH |  |  |  | 1.1 | [6 empty] | DHW recoverable for SH |  |  |  | 1.1 | [6 empty] | DHW recoverable for SH |  |  |  | 1.1 | [6 empty] | DHW recoverable for SH |  |  |  | 0.913 | [6 empty] | DHW recoverable for SH |  |  |  | 0.913 | [6 empty] | DHW recoverable for SH |  |  |  | 1.1 | [6 empty] | DHW recoverable for SH |  |  |  | 1.1 | [6 empty] | DHW recoverable for SH |  |  |  | 1.1 | [6 empty] | DHW recoverable for SH |  |  |  | 0.913 | [6 empty] | DHW recoverable for SH |  |  |  | 0.913
|  |  | Ventilation heat recovery | [11 empty] | Ventilation heat recovery | [10 empty] | Ventilation heat recovery | [10 empty] | Ventilation heat recovery | [10 empty] | Ventilation heat recovery | [10 empty] | Ventilation heat recovery | [10 empty] | Ventilation heat recovery | [10 empty] | Ventilation heat recovery | [10 empty] | Ventilation heat recovery | [10 empty] | Ventilation heat recovery | [10 empty] | Ventilation heat recovery | [10 empty] | Ventilation heat recovery | [10 empty] | Ventilation heat recovery | [10 empty] | Ventilation heat recovery | [10 empty] | Ventilation heat recovery | [10 empty] | Ventilation heat recovery | [10 empty] | Ventilation heat recovery | [10 empty] | Ventilation heat recovery | [10 empty] | Ventilation heat recovery
|  |  |  | qve,h,rec | kWh/(m²a) | 0 | [9 empty] | qve,h,rec | kWh/(m²a) | 0 | [8 empty] | qve,h,rec | kWh/(m²a) | 0 | [8 empty] | qve,h,rec | kWh/(m²a) | 29.84 | [8 empty] | qve,h,rec | kWh/(m²a) | 0 | [8 empty] | qve,h,rec | kWh/(m²a) | 0 | [8 empty] | qve,h,rec | kWh/(m²a) | 0 | [8 empty] | qve,h,rec | kWh/(m²a) | 0 | [8 empty] | qve,h,rec | kWh/(m²a) | 34.2659 | [8 empty] | qve,h,rec | kWh/(m²a) | 0 | [8 empty] | qve,h,rec | kWh/(m²a) | 0 | [8 empty] | qve,h,rec | kWh/(m²a) | 0 | [8 empty] | qve,h,rec | kWh/(m²a) | 0 | [8 empty] | qve,h,rec | kWh/(m²a) | 34.5405 | [8 empty] | qve,h,rec | kWh/(m²a) | 0 | [8 empty] | qve,h,rec | kWh/(m²a) | 0 | [8 empty] | qve,h,rec | kWh/(m²a) | 0 | [8 empty] | qve,h,rec | kWh/(m²a) | 0 | [8 empty] | qve,h,rec | kWh/(m²a) | 34.5132
|  |  |  | hve,rec | % | 0 | [9 empty] | hve,rec | % | 0 | [8 empty] | hve,rec | % | 0 | [8 empty] | hve,rec | % | 0.95 | [8 empty] | hve,rec | % | 0 | [8 empty] | hve,rec | % | 0 | [8 empty] | hve,rec | % | 0 | [8 empty] | hve,rec | % | 0 | [8 empty] | hve,rec | % | 0.95 | [8 empty] | hve,rec | % | 0 | [8 empty] | hve,rec | % | 0 | [8 empty] | hve,rec | % | 0 | [8 empty] | hve,rec | % | 0 | [8 empty] | hve,rec | % | 0.95 | [8 empty] | hve,rec | % | 0 | [8 empty] | hve,rec | % | 0 | [8 empty] | hve,rec | % | 0 | [8 empty] | hve,rec | % | 0 | [8 empty] | hve,rec | % | 0.95
|  |  |  | qht,ve | kWh/(m²a) | 40.3 | [9 empty] | qht,ve | kWh/(m²a) | 42.7 | [8 empty] | qht,ve | kWh/(m²a) | 28.4 | [8 empty] | qht,ve | kWh/(m²a) | 31.4106 | [8 empty] | qht,ve | kWh/(m²a) | 42.7 | [8 empty] | qht,ve | kWh/(m²a) | 42.7 | [8 empty] | qht,ve | kWh/(m²a) | 42.7 | [8 empty] | qht,ve | kWh/(m²a) | 28.4 | [8 empty] | qht,ve | kWh/(m²a) | 36.0694 | [8 empty] | qht,ve | kWh/(m²a) | 42.7 | [8 empty] | qht,ve | kWh/(m²a) | 42.7 | [8 empty] | qht,ve | kWh/(m²a) | 42.7 | [8 empty] | qht,ve | kWh/(m²a) | 28.4 | [8 empty] | qht,ve | kWh/(m²a) | 36.3584 | [8 empty] | qht,ve | kWh/(m²a) | 42.7 | [8 empty] | qht,ve | kWh/(m²a) | 42.7 | [8 empty] | qht,ve | kWh/(m²a) | 42.7 | [8 empty] | qht,ve | kWh/(m²a) | 28.4 | [8 empty] | qht,ve | kWh/(m²a) | 36.3296
| Energyware for space heating |  | share | expenditure factor | delivered energy | CHP: expenditure factor electricity | electricity production | [5 empty] | Energyware for space heating |  | share | expenditure factor | delivered energy | CHP: expenditure factor electricity | electricity production |  |  |  |  | Energyware for space heating |  | share | expenditure factor | delivered energy | CHP: expenditure factor electricity | electricity production |  |  |  |  | Energyware for space heating |  | share | expenditure factor | delivered energy | CHP: expenditure factor electricity | electricity production |  |  |  |  | Energyware for space heating |  | share | expenditure factor | delivered energy | CHP: expenditure factor electricity | electricity production |  |  |  |  | Energyware for space heating |  | share | expenditure factor | delivered energy | CHP: expenditure factor electricity | electricity production |  |  |  |  | Energyware for space heating |  | share | expenditure factor | delivered energy | CHP: expenditure factor electricity | electricity production |  |  |  |  | Energyware for space heating |  | share | expenditure factor | delivered energy | CHP: expenditure factor electricity | electricity production |  |  |  |  | Energyware for space heating |  | share | expenditure factor | delivered energy | CHP: expenditure factor electricity | electricity production |  |  |  |  | Energyware for space heating |  | share | expenditure factor | delivered energy | CHP: expenditure factor electricity | electricity production |  |  |  |  | Energyware for space heating |  | share | expenditure factor | delivered energy | CHP: expenditure factor electricity | electricity production |  |  |  |  | Energyware for space heating |  | share | expenditure factor | delivered energy | CHP: expenditure factor electricity | electricity production |  |  |  |  | Energyware for space heating |  | share | expenditure factor | delivered energy | CHP: expenditure factor electricity | electricity production |  |  |  |  | Energyware for space heating |  | share | expenditure factor | delivered energy | CHP: expenditure factor electricity | electricity production |  |  |  |  | Energyware for space heating |  | share | expenditure factor | delivered energy | CHP: expenditure factor electricity | electricity production |  |  |  |  | Energyware for space heating |  | share | expenditure factor | delivered energy | CHP: expenditure factor electricity | electricity production |  |  |  |  | Energyware for space heating |  | share | expenditure factor | delivered energy | CHP: expenditure factor electricity | electricity production |  |  |  |  | Energyware for space heating |  | share | expenditure factor | delivered energy | CHP: expenditure factor electricity | electricity production |  |  |  |  | Energyware for space heating |  | share | expenditure factor | delivered energy | CHP: expenditure factor electricity | electricity production
|  |  | and,h,i | eg,h,i | qdel,h,i | eg,el,h,i | qprod,el,h,i | [7 empty] | and,h,i | eg,h,i | qdel,h,i | eg,el,h,i | qprod,el,h,i | [6 empty] | and,h,i | eg,h,i | qdel,h,i | eg,el,h,i | qprod,el,h,i | [6 empty] | and,h,i | eg,h,i | qdel,h,i | eg,el,h,i | qprod,el,h,i | [6 empty] | and,h,i | eg,h,i | qdel,h,i | eg,el,h,i | qprod,el,h,i | [6 empty] | and,h,i | eg,h,i | qdel,h,i | eg,el,h,i | qprod,el,h,i | [6 empty] | and,h,i | eg,h,i | qdel,h,i | eg,el,h,i | qprod,el,h,i | [6 empty] | and,h,i | eg,h,i | qdel,h,i | eg,el,h,i | qprod,el,h,i | [6 empty] | and,h,i | eg,h,i | qdel,h,i | eg,el,h,i | qprod,el,h,i | [6 empty] | and,h,i | eg,h,i | qdel,h,i | eg,el,h,i | qprod,el,h,i | [6 empty] | and,h,i | eg,h,i | qdel,h,i | eg,el,h,i | qprod,el,h,i | [6 empty] | and,h,i | eg,h,i | qdel,h,i | eg,el,h,i | qprod,el,h,i | [6 empty] | and,h,i | eg,h,i | qdel,h,i | eg,el,h,i | qprod,el,h,i | [6 empty] | and,h,i | eg,h,i | qdel,h,i | eg,el,h,i | qprod,el,h,i | [6 empty] | and,h,i | eg,h,i | qdel,h,i | eg,el,h,i | qprod,el,h,i | [6 empty] | and,h,i | eg,h,i | qdel,h,i | eg,el,h,i | qprod,el,h,i | [6 empty] | and,h,i | eg,h,i | qdel,h,i | eg,el,h,i | qprod,el,h,i | [6 empty] | and,h,i | eg,h,i | qdel,h,i | eg,el,h,i | qprod,el,h,i | [6 empty] | and,h,i | eg,h,i | qdel,h,i | eg,el,h,i | qprod,el,h,i
1 | Gas heat generator |  | 100% | 1.05 | 117.3867 | 0 | 0 |  |  |  |  | 1 | Gas heat generator |  | 100% | 1.05 | 47.2916 | 0 | 0 |  |  |  | 1 | Heat pump air source |  | 100% | 0.45 | 37.0369 | 0 | 0 |  |  |  | 1 | Heat pump air source |  | 100% | 0.45 | 22.869 | 0 | 0 |  |  |  | 1 | Gas heat generator |  | 100% | 1.05 | 82.3326 | 0 | 0 |  |  |  | 1 | Gas heat generator |  | 100% | 1.05 | 78.494 | 0 | 0 |  |  |  | 1 | Gas heat generator |  | 100% | 1.05 | 79.0072 | 0 | 0 |  |  |  | 1 | Heat pump air source |  | 100% | 0.45 | 31.4172 | 0 | 0 |  |  |  | 1 | Heat pump air source |  | 100% | 0.45 | 32.2244 | 0 | 0 |  |  |  | 1 | Gas heat generator |  | 100% | 1.05 | 100.4735 | 0 | 0 |  |  |  | 1 | Gas heat generator |  | 100% | 1.05 | 96.8013 | 0 | 0 |  |  |  | 1 | Gas heat generator |  | 100% | 1.05 | 64.478 | 0 | 0 |  |  |  | 1 | Heat pump air source |  | 100% | 0.45 | 42.7287 | 0 | 0 |  |  |  | 1 | Heat pump air source |  | 100% | 0.45 | 26.6661 | 0 | 0 |  |  |  | 1 | Gas heat generator |  | 100% | 1.05 | 99.742 | 0 | 0 |  |  |  | 1 | Gas heat generator |  | 100% | 1.05 | 87.8833 | 0 | 0 |  |  |  | 1 | Gas heat generator |  | 100% | 1.05 | 81.491 | 0 | 0 |  |  |  | 1 | Heat pump air source |  | 100% | 0.45 | 35.2069 | 0 | 0 |  |  |  | 1 | Heat pump air source |  | 100% | 0.45 | 27.2226 | 0 | 0
2 |  |  | 0 | [8 empty] | 2 |  |  | 0 | [7 empty] | 2 |  |  | 0 | [7 empty] | 2 |  |  | 0 | [7 empty] | 2 |  |  | 0 | [7 empty] | 2 |  |  | 0 | [7 empty] | 2 |  |  | 0 | [7 empty] | 2 |  |  | 0 | [7 empty] | 2 |  |  | 0 | [7 empty] | 2 |  |  | 0 | [7 empty] | 2 |  |  | 0 | [7 empty] | 2 |  |  | 0 | [7 empty] | 2 |  |  | 0 | [7 empty] | 2 |  |  | 0 | [7 empty] | 2 |  |  | 0 | [7 empty] | 2 |  |  | 0 | [7 empty] | 2 |  |  | 0 | [7 empty] | 2 |  |  | 0 | [7 empty] | 2 |  |  | 0
3 | [11 empty] | 3 | [10 empty] | 3 | [10 empty] | 3 | [10 empty] | 3 | [10 empty] | 3 | [10 empty] | 3 | [10 empty] | 3 | [10 empty] | 3 | [10 empty] | 3 | [10 empty] | 3 | [10 empty] | 3 | [10 empty] | 3 | [10 empty] | 3 | [10 empty] | 3 | [10 empty] | 3 | [10 empty] | 3 | [10 empty] | 3 | [10 empty] | 3
| Auxiliary energy (El) |  |  |  | 6.3 | [7 empty] | Auxiliary energy | [10 empty] | Auxiliary energy | [10 empty] | Auxiliary energy | [10 empty] | Auxiliary energy | [10 empty] | Auxiliary energy | [10 empty] | Auxiliary energy | [10 empty] | Auxiliary energy | [10 empty] | Auxiliary energy | [10 empty] | Auxiliary energy | [10 empty] | Auxiliary energy | [10 empty] | Auxiliary energy | [10 empty] | Auxiliary energy | [10 empty] | Auxiliary energy | [10 empty] | Auxiliary energy | [10 empty] | Auxiliary energy | [10 empty] | Auxiliary energy | [10 empty] | Auxiliary energy | [10 empty] | Auxiliary energy
| Heating |  |  |  | 2.8 | [7 empty] | Heating |  |  |  | 2.8 | [6 empty] | Heating |  |  |  | 2.8 | [6 empty] | Heating |  |  |  | 2.8 | [6 empty] | Heating |  |  |  | 2.8 | [6 empty] | Heating |  |  |  | 2.8 | [6 empty] | Heating |  |  |  | 2.8 | [6 empty] | Heating |  |  |  | 2.8 | [6 empty] | Heating |  |  |  | 2.8 | [6 empty] | Heating |  |  |  | 2.8 | [6 empty] | Heating |  |  |  | 2.8 | [6 empty] | Heating |  |  |  | 2.8 | [6 empty] | Heating |  |  |  | 2.8 | [6 empty] | Heating |  |  |  | 2.8 | [6 empty] | Heating |  |  |  | 2.8 | [6 empty] | Heating |  |  |  | 2.8 | [6 empty] | Heating |  |  |  | 2.8 | [6 empty] | Heating |  |  |  | 2.8 | [6 empty] | Heating |  |  |  | 2.8
| Ventilation |  |  |  | 3.5 | [7 empty] | Ventilation |  |  |  | 2.4 | [6 empty] | Ventilation |  |  |  | 4.2 | [6 empty] | Ventilation |  |  |  | 4.2 | [6 empty] | Ventilation |  |  |  | 2.4 | [6 empty] | Ventilation |  |  |  | 2.4 | [6 empty] | Ventilation |  |  |  | 2.4 | [6 empty] | Ventilation |  |  |  | 4.2 | [6 empty] | Ventilation |  |  |  | 4.2 | [6 empty] | Ventilation |  |  |  | 2.4 | [6 empty] | Ventilation |  |  |  | 2.4 | [6 empty] | Ventilation |  |  |  | 2.4 | [6 empty] | Ventilation |  |  |  | 4.2 | [6 empty] | Ventilation |  |  |  | 4.2 | [6 empty] | Ventilation |  |  |  | 2.4 | [6 empty] | Ventilation |  |  |  | 2.4 | [6 empty] | Ventilation |  |  |  | 2.4 | [6 empty] | Ventilation |  |  |  | 4.2 | [6 empty] | Ventilation |  |  |  | 4.2
| Domestic Hot Water System | [11 empty] | Domestic Hot Water System | [10 empty] | Domestic Hot Water System | [10 empty] | Domestic Hot Water System | [10 empty] | Domestic Hot Water System | [10 empty] | Domestic Hot Water System | [10 empty] | Domestic Hot Water System | [10 empty] | Domestic Hot Water System | [10 empty] | Domestic Hot Water System | [10 empty] | Domestic Hot Water System | [10 empty] | Domestic Hot Water System | [10 empty] | Domestic Hot Water System | [10 empty] | Domestic Hot Water System | [10 empty] | Domestic Hot Water System | [10 empty] | Domestic Hot Water System | [10 empty] | Domestic Hot Water System | [10 empty] | Domestic Hot Water System | [10 empty] | Domestic Hot Water System | [10 empty] | Domestic Hot Water System
| energy need space heating | + losses distribution and heat emission | + losses storage |  |  | heat generator output | [6 empty] | energy need space heating | + losses distribution and heat emission | + losses storage |  |  | heat generator output | [5 empty] | energy need space heating | + losses distribution and heat emission | + losses storage |  |  | heat generator output | [5 empty] | energy need space heating | + losses distribution and heat emission | + losses storage |  |  | heat generator output | [5 empty] | energy need space heating | + losses distribution and heat emission | + losses storage |  |  | heat generator output | [5 empty] | energy need space heating | + losses distribution and heat emission | + losses storage |  |  | heat generator output | [5 empty] | energy need space heating | + losses distribution and heat emission | + losses storage |  |  | heat generator output | [5 empty] | energy need space heating | + losses distribution and heat emission | + losses storage |  |  | heat generator output | [5 empty] | energy need space heating | + losses distribution and heat emission | + losses storage |  |  | heat generator output | [5 empty] | energy need space heating | + losses distribution and heat emission | + losses storage |  |  | heat generator output | [5 empty] | energy need space heating | + losses distribution and heat emission | + losses storage |  |  | heat generator output | [5 empty] | energy need space heating | + losses distribution and heat emission | + losses storage |  |  | heat generator output | [5 empty] | energy need space heating | + losses distribution and heat emission | + losses storage |  |  | heat generator output | [5 empty] | energy need space heating | + losses distribution and heat emission | + losses storage |  |  | heat generator output | [5 empty] | energy need space heating | + losses distribution and heat emission | + losses storage |  |  | heat generator output | [5 empty] | energy need space heating | + losses distribution and heat emission | + losses storage |  |  | heat generator output | [5 empty] | energy need space heating | + losses distribution and heat emission | + losses storage |  |  | heat generator output | [5 empty] | energy need space heating | + losses distribution and heat emission | + losses storage |  |  | heat generator output | [5 empty] | energy need space heating | + losses distribution and heat emission | + losses storage |  |  | heat generator output
[6 empty] | qg,h,out = qnd,h - qw,h - qve,h,rec + qd,h + qs,h | [11 empty] | qg,h,out = qnd,h - qw,h - qve,h,rec + qd,h + qs,h | [10 empty] | qg,h,out = qnd,h - qw,h - qve,h,rec + qd,h + qs,h | [10 empty] | qg,h,out = qnd,h - qw,h - qve,h,rec + qd,h + qs,h | [10 empty] | qg,h,out = qnd,h - qw,h - qve,h,rec + qd,h + qs,h | [10 empty] | qg,h,out = qnd,h - qw,h - qve,h,rec + qd,h + qs,h | [10 empty] | qg,h,out = qnd,h - qw,h - qve,h,rec + qd,h + qs,h | [10 empty] | qg,h,out = qnd,h - qw,h - qve,h,rec + qd,h + qs,h | [10 empty] | qg,h,out = qnd,h - qw,h - qve,h,rec + qd,h + qs,h | [10 empty] | qg,h,out = qnd,h - qw,h - qve,h,rec + qd,h + qs,h | [10 empty] | qg,h,out = qnd,h - qw,h - qve,h,rec + qd,h + qs,h | [10 empty] | qg,h,out = qnd,h - qw,h - qve,h,rec + qd,h + qs,h | [10 empty] | qg,h,out = qnd,h - qw,h - qve,h,rec + qd,h + qs,h | [10 empty] | qg,h,out = qnd,h - qw,h - qve,h,rec + qd,h + qs,h | [10 empty] | qg,h,out = qnd,h - qw,h - qve,h,rec + qd,h + qs,h | [10 empty] | qg,h,out = qnd,h - qw,h - qve,h,rec + qd,h + qs,h | [10 empty] | qg,h,out = qnd,h - qw,h - qve,h,rec + qd,h + qs,h | [10 empty] | qg,h,out = qnd,h - qw,h - qve,h,rec + qd,h + qs,h | [10 empty] | qg,h,out = qnd,h - qw,h - qve,h,rec + qd,h + qs,h
| 10 | 4.4 | 0 |  |  | 14.4 | [6 empty] | 10 | 4.4 | 0 |  |  | 14.4 | [5 empty] | 10 | 4.4 | 0 |  |  | 14.4 | [5 empty] | 10 | 4.4 | 0 |  |  | 14.4 | [5 empty] | 10 | 4.4 | 0 |  |  | 14.4 | [5 empty] | 10 | 4.4 | 0 |  |  | 14.4 | [5 empty] | 10 | 4.4 | 0 |  |  | 14.4 | [5 empty] | 10 | 4.4 | 0 |  |  | 14.4 | [5 empty] | 10 | 4.4 | 0 |  |  | 14.4 | [5 empty] | 10 | 4.4 | 0 |  |  | 14.4 | [5 empty] | 10 | 4.4 | 0 |  |  | 14.4 | [5 empty] | 10 | 4.4 | 0 |  |  | 14.4 | [5 empty] | 10 | 4.4 | 0 |  |  | 14.4 | [5 empty] | 10 | 4.4 | 0 |  |  | 14.4 | [5 empty] | 10 | 4.4 | 0 |  |  | 14.4 | [5 empty] | 10 | 4.4 | 0 |  |  | 14.4 | [5 empty] | 10 | 4.4 | 0 |  |  | 14.4 | [5 empty] | 10 | 4.4 | 0 |  |  | 14.4 | [5 empty] | 10 | 4.4 | 0 |  |  | 14.4
| Energyware for DHW |  | share | expenditure factor | delivered energy | CHP: expenditure factor electricity | electricity production | [5 empty] | Energyware for DHW |  | share | expenditure factor | delivered energy | CHP: expenditure factor electricity | electricity production |  |  |  |  | Energyware for DHW |  | share | expenditure factor | delivered energy | CHP: expenditure factor electricity | electricity production |  |  |  |  | Energyware for DHW |  | share | expenditure factor | delivered energy | CHP: expenditure factor electricity | electricity production |  |  |  |  | Energyware for DHW |  | share | expenditure factor | delivered energy | CHP: expenditure factor electricity | electricity production |  |  |  |  | Energyware for DHW |  | share | expenditure factor | delivered energy | CHP: expenditure factor electricity | electricity production |  |  |  |  | Energyware for DHW |  | share | expenditure factor | delivered energy | CHP: expenditure factor electricity | electricity production |  |  |  |  | Energyware for DHW |  | share | expenditure factor | delivered energy | CHP: expenditure factor electricity | electricity production |  |  |  |  | Energyware for DHW |  | share | expenditure factor | delivered energy | CHP: expenditure factor electricity | electricity production |  |  |  |  | Energyware for DHW |  | share | expenditure factor | delivered energy | CHP: expenditure factor electricity | electricity production |  |  |  |  | Energyware for DHW |  | share | expenditure factor | delivered energy | CHP: expenditure factor electricity | electricity production |  |  |  |  | Energyware for DHW |  | share | expenditure factor | delivered energy | CHP: expenditure factor electricity | electricity production |  |  |  |  | Energyware for DHW |  | share | expenditure factor | delivered energy | CHP: expenditure factor electricity | electricity production |  |  |  |  | Energyware for DHW |  | share | expenditure factor | delivered energy | CHP: expenditure factor electricity | electricity production |  |  |  |  | Energyware for DHW |  | share | expenditure factor | delivered energy | CHP: expenditure factor electricity | electricity production |  |  |  |  | Energyware for DHW |  | share | expenditure factor | delivered energy | CHP: expenditure factor electricity | electricity production |  |  |  |  | Energyware for DHW |  | share | expenditure factor | delivered energy | CHP: expenditure factor electricity | electricity production |  |  |  |  | Energyware for DHW |  | share | expenditure factor | delivered energy | CHP: expenditure factor electricity | electricity production |  |  |  |  | Energyware for DHW |  | share | expenditure factor | delivered energy | CHP: expenditure factor electricity | electricity production
|  |  | and,h,i | eg,h,i | qdel,h,i | eg,el,h,i | qprod,el,h,i | [7 empty] | and,h,i | eg,h,i | qdel,h,i | eg,el,h,i | qprod,el,h,i | [6 empty] | and,h,i | eg,h,i | qdel,h,i | eg,el,h,i | qprod,el,h,i | [6 empty] | and,h,i | eg,h,i | qdel,h,i | eg,el,h,i | qprod,el,h,i | [6 empty] | and,h,i | eg,h,i | qdel,h,i | eg,el,h,i | qprod,el,h,i | [6 empty] | and,h,i | eg,h,i | qdel,h,i | eg,el,h,i | qprod,el,h,i | [6 empty] | and,h,i | eg,h,i | qdel,h,i | eg,el,h,i | qprod,el,h,i | [6 empty] | and,h,i | eg,h,i | qdel,h,i | eg,el,h,i | qprod,el,h,i | [6 empty] | and,h,i | eg,h,i | qdel,h,i | eg,el,h,i | qprod,el,h,i | [6 empty] | and,h,i | eg,h,i | qdel,h,i | eg,el,h,i | qprod,el,h,i | [6 empty] | and,h,i | eg,h,i | qdel,h,i | eg,el,h,i | qprod,el,h,i | [6 empty] | and,h,i | eg,h,i | qdel,h,i | eg,el,h,i | qprod,el,h,i | [6 empty] | and,h,i | eg,h,i | qdel,h,i | eg,el,h,i | qprod,el,h,i | [6 empty] | and,h,i | eg,h,i | qdel,h,i | eg,el,h,i | qprod,el,h,i | [6 empty] | and,h,i | eg,h,i | qdel,h,i | eg,el,h,i | qprod,el,h,i | [6 empty] | and,h,i | eg,h,i | qdel,h,i | eg,el,h,i | qprod,el,h,i | [6 empty] | and,h,i | eg,h,i | qdel,h,i | eg,el,h,i | qprod,el,h,i | [6 empty] | and,h,i | eg,h,i | qdel,h,i | eg,el,h,i | qprod,el,h,i | [6 empty] | and,h,i | eg,h,i | qdel,h,i | eg,el,h,i | qprod,el,h,i
1 | Gas heat generator |  | 100% | 1.11 | 15.984 | 0 | 0 |  |  |  |  | 1 | Gas heat generator |  | 100% | 1.11 | 15.984 | 0 | 0 |  |  |  | 1 | El PV |  | 100% | 1.11 | 15.984 | 0 | 0 |  |  |  | 1 | El PV |  | 100% | 1.11 | 15.984 | 0 | 0 |  |  |  | 1 | Gas heat generator |  | 100% | 1.11 | 15.984 | 0 | 0 |  |  |  | 1 | Gas heat generator |  | 100% | 1.11 | 15.984 | 0 | 0 |  |  |  | 1 | Gas heat generator |  | 100% | 1.11 | 15.984 | 0 | 0 |  |  |  | 1 | El PV |  | 100% | 1.11 | 15.984 | 0 | 0 |  |  |  | 1 | El PV |  | 100% | 1.11 | 15.984 | 0 | 0 |  |  |  | 1 | Gas heat generator |  | 100% | 1.11 | 15.984 | 0 | 0 |  |  |  | 1 | Gas heat generator |  | 100% | 1.11 | 15.984 | 0 | 0 |  |  |  | 1 | Gas heat generator |  | 100% | 1.11 | 15.984 | 0 | 0 |  |  |  | 1 | El PV |  | 100% | 1.11 | 15.984 | 0 | 0 |  |  |  | 1 | El PV |  | 100% | 1.11 | 15.984 | 0 | 0 |  |  |  | 1 | Gas heat generator |  | 100% | 1.11 | 15.984 | 0 | 0 |  |  |  | 1 | Gas heat generator |  | 100% | 1.11 | 15.984 | 0 | 0 |  |  |  | 1 | Gas heat generator |  | 100% | 1.11 | 15.984 | 0 | 0 |  |  |  | 1 | El PV |  | 100% | 1.11 | 15.984 | 0 | 0 |  |  |  | 1 | El PV |  | 100% | 1.11 | 15.984 | 0 | 0
2 |  |  | 0 | [8 empty] | 2 |  |  | 0 | [7 empty] | 2 |  |  | 0 | [7 empty] | 2 |  |  | 0 | [7 empty] | 2 |  |  | 0 | [7 empty] | 2 |  |  | 0 | [7 empty] | 2 |  |  | 0 | [7 empty] | 2 |  |  | 0 | [7 empty] | 2 |  |  | 0 | [7 empty] | 2 |  |  | 0 | [7 empty] | 2 |  |  | 0 | [7 empty] | 2 |  |  | 0 | [7 empty] | 2 |  |  | 0 | [7 empty] | 2 |  |  | 0 | [7 empty] | 2 |  |  | 0 | [7 empty] | 2 |  |  | 0 | [7 empty] | 2 |  |  | 0 | [7 empty] | 2 |  |  | 0 | [7 empty] | 2 |  |  | 0
3 | [11 empty] | 3 | [10 empty] | 3 | [10 empty] | 3 | [10 empty] | 3 | [10 empty] | 3 | [10 empty] | 3 | [10 empty] | 3 | [10 empty] | 3 | [10 empty] | 3 | [10 empty] | 3 | [10 empty] | 3 | [10 empty] | 3 | [10 empty] | 3 | [10 empty] | 3 | [10 empty] | 3 | [10 empty] | 3 | [10 empty] | 3 | [10 empty] | 3
| Auxiliary energy (energy consumed by fans, pumps and controls) |  |  |  | 0 | [7 empty] | Auxiliary energy (energy consumed by fans, pumps and controls) |  |  |  | 0 | [6 empty] | Auxiliary energy |  |  |  | 0 | [6 empty] | Auxiliary energy |  |  |  | 0 | [6 empty] | Auxiliary energy (energy consumed by fans, pumps and controls) |  |  |  | 0 | [6 empty] | Auxiliary energy (energy consumed by fans, pumps and controls) |  |  |  | 0 | [6 empty] | Auxiliary energy (energy consumed by fans, pumps and controls) |  |  |  | 0 | [6 empty] | Auxiliary energy |  |  |  | 0 | [6 empty] | Auxiliary energy |  |  |  | 0 | [6 empty] | Auxiliary energy (energy consumed by fans, pumps and controls) |  |  |  | 0 | [6 empty] | Auxiliary energy (energy consumed by fans, pumps and controls) |  |  |  | 0 | [6 empty] | Auxiliary energy (energy consumed by fans, pumps and controls) |  |  |  | 0 | [6 empty] | Auxiliary energy |  |  |  | 0 | [6 empty] | Auxiliary energy |  |  |  | 0 | [6 empty] | Auxiliary energy (energy consumed by fans, pumps and controls) |  |  |  | 0 | [6 empty] | Auxiliary energy (energy consumed by fans, pumps and controls) |  |  |  | 0 | [6 empty] | Auxiliary energy (energy consumed by fans, pumps and controls) |  |  |  | 0 | [6 empty] | Auxiliary energy |  |  |  | 0 | [6 empty] | Auxiliary energy |  |  |  | 0
| Energy Carrier Assessment | [11 empty] | Energy Carrier Assessment | [10 empty] | Energy Carrier Assessment | [10 empty] | Energy Carrier Assessment | [10 empty] | Energy Carrier Assessment | [10 empty] | Energy Carrier Assessment | [10 empty] | Energy Carrier Assessment | [10 empty] | Energy Carrier Assessment | [10 empty] | Energy Carrier Assessment | [10 empty] | Energy Carrier Assessment | [10 empty] | Energy Carrier Assessment | [10 empty] | Energy Carrier Assessment | [10 empty] | Energy Carrier Assessment | [10 empty] | Energy Carrier Assessment | [10 empty] | Energy Carrier Assessment | [10 empty] | Energy Carrier Assessment | [10 empty] | Energy Carrier Assessment | [10 empty] | Energy Carrier Assessment | [10 empty] | Energy Carrier Assessment
| Heating (+Ventilation system) |  | delivered energy | total primary energy |  | carbon dioxide emissions | [6 empty] | Heating (+Ventilation system) |  | delivered energy | total primary energy |  | carbon dioxide emissions | [5 empty] | Heating (+Ventilation system) |  | delivered energy | total primary energy |  | carbon dioxide emissions | [5 empty] | Heating (+Ventilation system) |  | delivered energy | total primary energy |  | carbon dioxide emissions | [5 empty] | Heating (+Ventilation system) |  | delivered energy | total primary energy |  | carbon dioxide emissions | [5 empty] | Heating (+Ventilation system) |  | delivered energy | total primary energy |  | carbon dioxide emissions | [5 empty] | Heating (+Ventilation system) |  | delivered energy | total primary energy |  | carbon dioxide emissions | [5 empty] | Heating (+Ventilation system) |  | delivered energy | total primary energy |  | carbon dioxide emissions | [5 empty] | Heating (+Ventilation system) |  | delivered energy | total primary energy |  | carbon dioxide emissions | [5 empty] | Heating (+Ventilation system) |  | delivered energy | total primary energy |  | carbon dioxide emissions | [5 empty] | Heating (+Ventilation system) |  | delivered energy | total primary energy |  | carbon dioxide emissions | [5 empty] | Heating (+Ventilation system) |  | delivered energy | total primary energy |  | carbon dioxide emissions | [5 empty] | Heating (+Ventilation system) |  | delivered energy | total primary energy |  | carbon dioxide emissions | [5 empty] | Heating (+Ventilation system) |  | delivered energy | total primary energy |  | carbon dioxide emissions | [5 empty] | Heating (+Ventilation system) |  | delivered energy | total primary energy |  | carbon dioxide emissions | [5 empty] | Heating (+Ventilation system) |  | delivered energy | total primary energy |  | carbon dioxide emissions | [5 empty] | Heating (+Ventilation system) |  | delivered energy | total primary energy |  | carbon dioxide emissions | [5 empty] | Heating (+Ventilation system) |  | delivered energy | total primary energy |  | carbon dioxide emissions | [5 empty] | Heating (+Ventilation system) |  | delivered energy | total primary energy |  | carbon dioxide emissions
|  |  | qdel,i | fp,total,i | qp,total,i = qdel,i fp,total,i | fCO2,i | mCO2,i = qdel,i fCO2,i | [7 empty] | qdel,i | fp,total,i | qp,total,i = qdel,i fp,total,i | fCO2,i | mCO2,i = qdel,i fCO2,i | [6 empty] | qdel,i | fp,total,i | qp,total,i = qdel,i fp,total,i | fCO2,i | mCO2,i = qdel,i fCO2,i | [6 empty] | qdel,i | fp,total,i | qp,total,i = qdel,i fp,total,i | fCO2,i | mCO2,i = qdel,i fCO2,i | [6 empty] | qdel,i | fp,total,i | qp,total,i = qdel,i fp,total,i | fCO2,i | mCO2,i = qdel,i fCO2,i | [6 empty] | qdel,i | fp,total,i | qp,total,i = qdel,i fp,total,i | fCO2,i | mCO2,i = qdel,i fCO2,i | [6 empty] | qdel,i | fp,total,i | qp,total,i = qdel,i fp,total,i | fCO2,i | mCO2,i = qdel,i fCO2,i | [6 empty] | qdel,i | fp,total,i | qp,total,i = qdel,i fp,total,i | fCO2,i | mCO2,i = qdel,i fCO2,i | [6 empty] | qdel,i | fp,total,i | qp,total,i = qdel,i fp,total,i | fCO2,i | mCO2,i = qdel,i fCO2,i | [6 empty] | qdel,i | fp,total,i | qp,total,i = qdel,i fp,total,i | fCO2,i | mCO2,i = qdel,i fCO2,i | [6 empty] | qdel,i | fp,total,i | qp,total,i = qdel,i fp,total,i | fCO2,i | mCO2,i = qdel,i fCO2,i | [6 empty] | qdel,i | fp,total,i | qp,total,i = qdel,i fp,total,i | fCO2,i | mCO2,i = qdel,i fCO2,i | [6 empty] | qdel,i | fp,total,i | qp,total,i = qdel,i fp,total,i | fCO2,i | mCO2,i = qdel,i fCO2,i | [6 empty] | qdel,i | fp,total,i | qp,total,i = qdel,i fp,total,i | fCO2,i | mCO2,i = qdel,i fCO2,i | [6 empty] | qdel,i | fp,total,i | qp,total,i = qdel,i fp,total,i | fCO2,i | mCO2,i = qdel,i fCO2,i | [6 empty] | qdel,i | fp,total,i | qp,total,i = qdel,i fp,total,i | fCO2,i | mCO2,i = qdel,i fCO2,i | [6 empty] | qdel,i | fp,total,i | qp,total,i = qdel,i fp,total,i | fCO2,i | mCO2,i = qdel,i fCO2,i | [6 empty] | qdel,i | fp,total,i | qp,total,i = qdel,i fp,total,i | fCO2,i | mCO2,i = qdel,i fCO2,i | [6 empty] | qdel,i | fp,total,i | qp,total,i = qdel,i fp,total,i | fCO2,i | mCO2,i = qdel,i fCO2,i
|  |  | kWh/m2a |  | kWh/m2a | g/kWh | kg/m2a | [7 empty] | kWh/m2a |  | kWh/m2a | g/kWh | kg/m2a | [6 empty] | kWh/m2a |  | kWh/m2a | g/kWh | kg/m2a | [6 empty] | kWh/m2a |  | kWh/m2a | g/kWh | kg/m2a | [6 empty] | kWh/m2a |  | kWh/m2a | g/kWh | kg/m2a | [6 empty] | kWh/m2a |  | kWh/m2a | g/kWh | kg/m2a | [6 empty] | kWh/m2a |  | kWh/m2a | g/kWh | kg/m2a | [6 empty] | kWh/m2a |  | kWh/m2a | g/kWh | kg/m2a | [6 empty] | kWh/m2a |  | kWh/m2a | g/kWh | kg/m2a | [6 empty] | kWh/m2a |  | kWh/m2a | g/kWh | kg/m2a | [6 empty] | kWh/m2a |  | kWh/m2a | g/kWh | kg/m2a | [6 empty] | kWh/m2a |  | kWh/m2a | g/kWh | kg/m2a | [6 empty] | kWh/m2a |  | kWh/m2a | g/kWh | kg/m2a | [6 empty] | kWh/m2a |  | kWh/m2a | g/kWh | kg/m2a | [6 empty] | kWh/m2a |  | kWh/m2a | g/kWh | kg/m2a | [6 empty] | kWh/m2a |  | kWh/m2a | g/kWh | kg/m2a | [6 empty] | kWh/m2a |  | kWh/m2a | g/kWh | kg/m2a | [6 empty] | kWh/m2a |  | kWh/m2a | g/kWh | kg/m2a | [6 empty] | kWh/m2a |  | kWh/m2a | g/kWh | kg/m2a
| Gas |  | 117.3867 | 1.05 | 123.2561 | 277 | 32.5161 | [5 empty] | Gas |  | 47.2916 | 1.05 | 49.6561 | 277 | 13.0998 |  |  |  |  | EL PV |  | 44.0369 | 2.5 | 110.0921 | 617 | 27.1707 |  |  |  |  | EL PV |  | 29.869 | 2.5 | 74.6724 | 617 | 18.4291 |  |  |  |  | Gas |  | 82.3326 | 1.05 | 86.4493 | 277 | 22.8061 |  |  |  |  | Gas |  | 78.494 | 1.05 | 82.4187 | 277 | 21.7428 |  |  |  |  | Gas |  | 79.0072 | 1.05 | 82.9575 | 277 | 21.885 |  |  |  |  | EL PV |  | 38.4172 | 2.5 | 96.043 | 617 | 23.7034 |  |  |  |  | EL PV |  | 39.2244 | 2.5 | 98.061 | 617 | 24.2014 |  |  |  |  | Gas |  | 100.4735 | 1.05 | 105.4972 | 277 | 27.8312 |  |  |  |  | Gas |  | 96.8013 | 1.05 | 101.6414 | 277 | 26.814 |  |  |  |  | Gas |  | 64.478 | 1.05 | 67.7019 | 277 | 17.8604 |  |  |  |  | EL PV |  | 49.7287 | 2.5 | 124.3217 | 617 | 30.6826 |  |  |  |  | EL PV |  | 33.6661 | 2.5 | 84.1652 | 617 | 20.772 |  |  |  |  | Gas |  | 99.742 | 1.05 | 104.7291 | 277 | 27.6285 |  |  |  |  | Gas |  | 87.8833 | 1.05 | 92.2774 | 277 | 24.3437 |  |  |  |  | Gas |  | 81.491 | 1.05 | 85.5655 | 277 | 22.573 |  |  |  |  | EL PV |  | 42.2069 | 2.5 | 105.5173 | 617 | 26.0417 |  |  |  |  | EL PV |  | 34.2226 | 2.5 | 85.5566 | 617 | 21.1154
| Auxiliary electricity |  | 6.3 | 2.5 | 15.75 | 617 | 3.8871 | [5 empty] | Auxiliary electricity |  | 5.2 | 2.5 | 13 | 617 | 3.2084 | [26 empty] | Auxiliary electricity |  | 5.2 | 2.5 | 13 | 617 | 3.2084 |  |  |  |  | Auxiliary electricity |  | 5.2 | 2.5 | 13 | 617 | 3.2084 |  |  |  |  | Auxiliary electricity |  | 5.2 | 2.5 | 13 | 617 | 3.2084 | [26 empty] | Auxiliary electricity |  | 5.2 | 2.5 | 13 | 617 | 3.2084 |  |  |  |  | Auxiliary electricity |  | 5.2 | 2.5 | 13 | 617 | 3.2084 |  |  |  |  | Auxiliary electricity |  | 5.2 | 2.5 | 13 | 617 | 3.2084 | [26 empty] | Auxiliary electricity |  | 5.2 | 2.5 | 13 | 617 | 3.2084 |  |  |  |  | Auxiliary electricity |  | 5.2 | 2.5 | 13 | 617 | 3.2084 |  |  |  |  | Auxiliary electricity |  | 5.2 | 2.5 | 13 | 617 | 3.2084
| Domestic Hot Water |  | delivered energy | total primary energy |  | carbon dioxide emissions | [6 empty] | Domestic Hot Water |  | delivered energy | total primary energy |  | carbon dioxide emissions | [5 empty] | Domestic Hot Water |  | delivered energy | total primary energy |  | carbon dioxide emissions | [5 empty] | Domestic Hot Water |  | delivered energy | total primary energy |  | carbon dioxide emissions | [5 empty] | Domestic Hot Water |  | delivered energy | total primary energy |  | carbon dioxide emissions | [5 empty] | Domestic Hot Water |  | delivered energy | total primary energy |  | carbon dioxide emissions | [5 empty] | Domestic Hot Water |  | delivered energy | total primary energy |  | carbon dioxide emissions | [5 empty] | Domestic Hot Water |  | delivered energy | total primary energy |  | carbon dioxide emissions | [5 empty] | Domestic Hot Water |  | delivered energy | total primary energy |  | carbon dioxide emissions | [5 empty] | Domestic Hot Water |  | delivered energy | total primary energy |  | carbon dioxide emissions | [5 empty] | Domestic Hot Water |  | delivered energy | total primary energy |  | carbon dioxide emissions | [5 empty] | Domestic Hot Water |  | delivered energy | total primary energy |  | carbon dioxide emissions | [5 empty] | Domestic Hot Water |  | delivered energy | total primary energy |  | carbon dioxide emissions | [5 empty] | Domestic Hot Water |  | delivered energy | total primary energy |  | carbon dioxide emissions | [5 empty] | Domestic Hot Water |  | delivered energy | total primary energy |  | carbon dioxide emissions | [5 empty] | Domestic Hot Water |  | delivered energy | total primary energy |  | carbon dioxide emissions | [5 empty] | Domestic Hot Water |  | delivered energy | total primary energy |  | carbon dioxide emissions | [5 empty] | Domestic Hot Water |  | delivered energy | total primary energy |  | carbon dioxide emissions | [5 empty] | Domestic Hot Water |  | delivered energy | total primary energy |  | carbon dioxide emissions
|  |  | qdel,i | fp,total,i | qp,total,i = qdel,i fp,total,i | fCO2,i | mCO2,i = qdel,i fCO2,i | [7 empty] | qdel,i | fp,total,i | qp,total,i = qdel,i fp,total,i | fCO2,i | mCO2,i = qdel,i fCO2,i | [6 empty] | qdel,i | fp,total,i | qp,total,i = qdel,i fp,total,i | fCO2,i | mCO2,i = qdel,i fCO2,i | [6 empty] | qdel,i | fp,total,i | qp,total,i = qdel,i fp,total,i | fCO2,i | mCO2,i = qdel,i fCO2,i | [6 empty] | qdel,i | fp,total,i | qp,total,i = qdel,i fp,total,i | fCO2,i | mCO2,i = qdel,i fCO2,i | [6 empty] | qdel,i | fp,total,i | qp,total,i = qdel,i fp,total,i | fCO2,i | mCO2,i = qdel,i fCO2,i | [6 empty] | qdel,i | fp,total,i | qp,total,i = qdel,i fp,total,i | fCO2,i | mCO2,i = qdel,i fCO2,i | [6 empty] | qdel,i | fp,total,i | qp,total,i = qdel,i fp,total,i | fCO2,i | mCO2,i = qdel,i fCO2,i | [6 empty] | qdel,i | fp,total,i | qp,total,i = qdel,i fp,total,i | fCO2,i | mCO2,i = qdel,i fCO2,i | [6 empty] | qdel,i | fp,total,i | qp,total,i = qdel,i fp,total,i | fCO2,i | mCO2,i = qdel,i fCO2,i | [6 empty] | qdel,i | fp,total,i | qp,total,i = qdel,i fp,total,i | fCO2,i | mCO2,i = qdel,i fCO2,i | [6 empty] | qdel,i | fp,total,i | qp,total,i = qdel,i fp,total,i | fCO2,i | mCO2,i = qdel,i fCO2,i | [6 empty] | qdel,i | fp,total,i | qp,total,i = qdel,i fp,total,i | fCO2,i | mCO2,i = qdel,i fCO2,i | [6 empty] | qdel,i | fp,total,i | qp,total,i = qdel,i fp,total,i | fCO2,i | mCO2,i = qdel,i fCO2,i | [6 empty] | qdel,i | fp,total,i | qp,total,i = qdel,i fp,total,i | fCO2,i | mCO2,i = qdel,i fCO2,i | [6 empty] | qdel,i | fp,total,i | qp,total,i = qdel,i fp,total,i | fCO2,i | mCO2,i = qdel,i fCO2,i | [6 empty] | qdel,i | fp,total,i | qp,total,i = qdel,i fp,total,i | fCO2,i | mCO2,i = qdel,i fCO2,i | [6 empty] | qdel,i | fp,total,i | qp,total,i = qdel,i fp,total,i | fCO2,i | mCO2,i = qdel,i fCO2,i | [6 empty] | qdel,i | fp,total,i | qp,total,i = qdel,i fp,total,i | fCO2,i | mCO2,i = qdel,i fCO2,i
|  |  | kWh/m2a |  | kWh/m2a | g/kWh | kg/m2a | [7 empty] | kWh/m2a |  | kWh/m2a | g/kWh | kg/m2a | [6 empty] | kWh/m2a |  | kWh/m2a | g/kWh | kg/m2a | [6 empty] | kWh/m2a |  | kWh/m2a | g/kWh | kg/m2a | [6 empty] | kWh/m2a |  | kWh/m2a | g/kWh | kg/m2a | [6 empty] | kWh/m2a |  | kWh/m2a | g/kWh | kg/m2a | [6 empty] | kWh/m2a |  | kWh/m2a | g/kWh | kg/m2a | [6 empty] | kWh/m2a |  | kWh/m2a | g/kWh | kg/m2a | [6 empty] | kWh/m2a |  | kWh/m2a | g/kWh | kg/m2a | [6 empty] | kWh/m2a |  | kWh/m2a | g/kWh | kg/m2a | [6 empty] | kWh/m2a |  | kWh/m2a | g/kWh | kg/m2a | [6 empty] | kWh/m2a |  | kWh/m2a | g/kWh | kg/m2a | [6 empty] | kWh/m2a |  | kWh/m2a | g/kWh | kg/m2a | [6 empty] | kWh/m2a |  | kWh/m2a | g/kWh | kg/m2a | [6 empty] | kWh/m2a |  | kWh/m2a | g/kWh | kg/m2a | [6 empty] | kWh/m2a |  | kWh/m2a | g/kWh | kg/m2a | [6 empty] | kWh/m2a |  | kWh/m2a | g/kWh | kg/m2a | [6 empty] | kWh/m2a |  | kWh/m2a | g/kWh | kg/m2a | [6 empty] | kWh/m2a |  | kWh/m2a | g/kWh | kg/m2a
| Gas |  | 2.8 | 1.05 | 2.94 | 277 | 0.7756 | [5 empty] | Gas |  | 2.8 | 1.05 | 2.94 | 277 | 0.7756 |  |  |  |  | Gas |  | 2.8 | 1.05 | 2.94 | 277 | 0.7756 |  |  |  |  | Gas |  | 2.8 | 1.05 | 2.94 | 277 | 0.7756 |  |  |  |  | Gas |  | 2.8 | 1.05 | 2.94 | 277 | 0.7756 |  |  |  |  | Gas |  | 2.8 | 1.05 | 2.94 | 277 | 0.7756 |  |  |  |  | Gas |  | 2.8 | 1.05 | 2.94 | 277 | 0.7756 |  |  |  |  | Gas |  | 2.8 | 1.05 | 2.94 | 277 | 0.7756 |  |  |  |  | Gas |  | 2.8 | 1.05 | 2.94 | 277 | 0.7756 |  |  |  |  | Gas |  | 2.8 | 1.05 | 2.94 | 277 | 0.7756 |  |  |  |  | Gas |  | 2.8 | 1.05 | 2.94 | 277 | 0.7756 |  |  |  |  | Gas |  | 2.8 | 1.05 | 2.94 | 277 | 0.7756 |  |  |  |  | Gas |  | 2.8 | 1.05 | 2.94 | 277 | 0.7756 |  |  |  |  | Gas |  | 2.8 | 1.05 | 2.94 | 277 | 0.7756 |  |  |  |  | Gas |  | 2.8 | 1.05 | 2.94 | 277 | 0.7756 |  |  |  |  | Gas |  | 2.8 | 1.05 | 2.94 | 277 | 0.7756 |  |  |  |  | Gas |  | 2.8 | 1.05 | 2.94 | 277 | 0.7756 |  |  |  |  | Gas |  | 2.8 | 1.05 | 2.94 | 277 | 0.7756 |  |  |  |  | Gas |  | 2.8 | 1.05 | 2.94 | 277 | 0.7756
| Auxiliary electricity |  | 0 | 2.5 | 0 | 617 | 0 | [5 empty] | Auxiliary electricity |  | 0 | 2.5 | 0 | 617 | 0 |  |  |  |  | Auxiliary electricity |  | 0 | 2.5 | 0 | 617 | 0 |  |  |  |  | Auxiliary electricity |  | 0 | 2.5 | 0 | 617 | 0 |  |  |  |  | Auxiliary electricity |  | 0 | 2.5 | 0 | 617 | 0 |  |  |  |  | Auxiliary electricity |  | 0 | 2.5 | 0 | 617 | 0 |  |  |  |  | Auxiliary electricity |  | 0 | 2.5 | 0 | 617 | 0 |  |  |  |  | Auxiliary electricity |  | 0 | 2.5 | 0 | 617 | 0 |  |  |  |  | Auxiliary electricity |  | 0 | 2.5 | 0 | 617 | 0 |  |  |  |  | Auxiliary electricity |  | 0 | 2.5 | 0 | 617 | 0 |  |  |  |  | Auxiliary electricity |  | 0 | 2.5 | 0 | 617 | 0 |  |  |  |  | Auxiliary electricity |  | 0 | 2.5 | 0 | 617 | 0 |  |  |  |  | Auxiliary electricity |  | 0 | 2.5 | 0 | 617 | 0 |  |  |  |  | Auxiliary electricity |  | 0 | 2.5 | 0 | 617 | 0 |  |  |  |  | Auxiliary electricity |  | 0 | 2.5 | 0 | 617 | 0 |  |  |  |  | Auxiliary electricity |  | 0 | 2.5 | 0 | 617 | 0 |  |  |  |  | Auxiliary electricity |  | 0 | 2.5 | 0 | 617 | 0 |  |  |  |  | Auxiliary electricity |  | 0 | 2.5 | 0 | 617 | 0 |  |  |  |  | Auxiliary electricity |  | 0 | 2.5 | 0 | 617 | 0

## TB75-91_COST
|  | Insulation thickness [cm] | Element area (m2) | Construction cost index Germany (2022) | Specific costs [EUR/m2 element] (base 2015) | Specific net costs (excl. German taxes [EUR]) | Specific costs with Dutch taxes [EUR] | Total costs with Dutch index (FINAL) | Subsidy amount |  | Specific enegy need per year [kWh/m2/year] | Heat pump capacity [kW]
Facade/Außenwand WDVS | [5 empty] | 0.19 | 0.21 | 0.84886
| moderate | 0.57426 | 40.6 | 1.373 | 29.3598 | 23.7814 | 28.7755 | 991.7134 | 771.4
| deep | 11.2064 | 40.6 | 1.373 | 70.3801 | 57.0079 | 68.9796 | 2377.2962 | 771.4
Roof (energiebedingte Mehrkosten)
| moderate | 7.0398 | 68.6 | 1.373 | 68.8206 | 55.7447 | 67.4511 | 3927.8052 | 1029
| deep | 16.4148 | 68.6 | 1.373 | 99.327 | 80.4549 | 97.3504 | 5668.8958 | 1029
Cellar (unterseitige Dämmung mit Bekleidung)
| moderate | 9.7699 | 51 | 1.373 | 95.277 | 77.1744 | 93.381 | 4042.6446 | 153
| deep | 10.2329 | 51 | 1.373 | 96.2623 | 77.9725 | 94.3467 | 4084.4494 | 153
Windows double glazing (Fenster 2 WSL & 3 WSL) |  | Window area total [m2] | Window area total [m2]
| Double glazing | U1.2 | 19.3 | 1.373 | 487.5227 | 394.8934 | 477.821 | 7828.1519 | 443.9
Doors | moderate | U1.5 | 1.8 | 1.373 | 1967.509 | 1593.6823 | 1928.3556 | 2946.4315
| heat pump only | [7 empty] | Costs with subsidy (heat pump) | Costs with subsidy (gas boiler) | 106.3969 | 7.5646
TOTAL COSTS | deep full | [6 empty] | 19958.7933 | 15164.1933 | 15164.1933 | 39.6396 | 2.8183
| deep walls and floor | [6 empty] | 6461.7456 | 4612.9456 | 4612.9456 | 76.5619 | 5.4434
| deep walls and double glazing | [6 empty] | 10205.4481 | 7774.8481 | 7774.8481 | 69.8449 | 4.9658
| deep walls and roof | [6 empty] | 8046.1921 | 4445.3921 | 4445.3921 | 73.012 | 5.191
| deep floor and double glazing | [6 empty] | 11912.6012 | 10718.8012 | 10718.8012 | 69.8449 | 4.9311
| deep floor and roof | [6 empty] | 9753.3452 | 7389.3452 | 7389.3452 | 69.3562 | 4.9658
| deep roof and double glazing | [6 empty] | 11755.957 | 8810.157 | 8810.157 | 64.0738 | 4.5555
| deep walls | [6 empty] | 2377.2962 | 834.4962 | 1605.8962 | 94.3082 | 6.7051
| deep floor | [6 empty] | 4084.4494 | 3778.4494 | 3931.4494 | 90.2891 | 6.4193
| deep roof | [6 empty] | 5668.8958 | 3610.8958 | 4639.8958 | 86.7918 | 6.1707
| moderate full | [6 empty] | 16790.315 | 11995.715 | 11995.715 | 56.0076 | 3.982
| moderate walls and floor | [6 empty] | 5034.358 | 3185.558 | 3185.558 | 89.2104 | 6.3426
| moderate walls and double glazing | [6 empty] | 8819.8653 | 6389.2653 | 6389.2653 | 82.1843 | 5.8431
| moderate walls and roof | [6 empty] | 4919.5186 | 1318.7186 | 1318.7186 | 89.5924 | 6.3698
| moderate floor and roof | [6 empty] | 7970.4497 | 5606.4497 | 5606.4497 | 78.2984 | 5.5668
| moderate floor and double glazing | [6 empty] | 11870.7964 | 10676.9964 | 10676.9964 | 72.2105 | 5.134
| moderate roof and double glazing | [6 empty] | 11755.957 | 8810.157 | 8810.157 | 72.4954 | 5.1542
| double glazing | [6 empty] | 7828.1519 | 6940.3519 | 7384.2519 | 83.3985 | 5.9294

## TC65-74
TC65-74
| Reference area (conditioned flloor area) | 116.6
| AC,ref | m2
Energy balance calculation - Building Performance
Existing state | [10 empty] | Deep full retrofit | [10 empty] | Deep walls+floor | [10 empty] | Deep walls+double-glazing | [10 empty] | Deep walls+roof | [10 empty] | Deep floor+roof | [10 empty] | Deep floor+double-glazing | [10 empty] | Deep roof+double-glazing | [10 empty] | Deep walls | [10 empty] | Deep floor | [10 empty] | Deep roof | [10 empty] | Moderate full retrofit | [10 empty] | Moderate walls+floor retrofit | [10 empty] | Moderate walls+double glazing retrofit | [10 empty] | Moderate walls+roof retrofit | [10 empty] | Moderate floor+roof retrofit | [10 empty] | Moderate floor+double-glass retrofit | [10 empty] | Moderate roof+double glazing retrofit | [10 empty] | Double glazing retrofit
|  | Initial U-value (effective) | Element area | Adjustment factor for soil |  |  | Heat transfer coefficient by transmission | Annual heat flow related to AC,Ref | Heat load | heat transfer coefficients related to |  |  | Nominal insulation thickness | effective thermal conductivity | Actual U-value (effective) | Element area | Adjustment factor for soil | Heat transfer coefficient by transmission | Annual heat flow related to AC,Ref | Heat load | heat transfer coefficients related to |  |  | Nominal insulation thickness | effective thermal conductivity | Actual U-value (effective) | Element area | Adjustment factor for soil | Heat transfer coefficient by transmission | Annual heat flow related to AC,Ref | Heat load | heat transfer coefficients related to |  |  | Nominal insulation thickness | effective thermal conductivity | Actual U-value (effective) | Element area | Adjustment factor for soil | Heat transfer coefficient by transmission | Annual heat flow related to AC,Ref | Heat load | heat transfer coefficients related to |  |  | Nominal insulation thickness | effective thermal conductivity | Actual U-value (effective) | Element area | Adjustment factor for soil | Heat transfer coefficient by transmission | Annual heat flow related to AC,Ref | Heat load | heat transfer coefficients related to |  |  | Nominal insulation thickness | effective thermal conductivity | Actual U-value (effective) | Element area | Adjustment factor for soil | Heat transfer coefficient by transmission | Annual heat flow related to AC,Ref | Heat load | heat transfer coefficients related to |  |  | Nominal insulation thickness | effective thermal conductivity | Actual U-value (effective) | Element area | Adjustment factor for soil | Heat transfer coefficient by transmission | Annual heat flow related to AC,Ref | Heat load | heat transfer coefficients related to |  |  | Nominal insulation thickness | effective thermal conductivity | Actual U-value (effective) | Element area | Adjustment factor for soil | Heat transfer coefficient by transmission | Annual heat flow related to AC,Ref | Heat load | heat transfer coefficients related to |  |  | Nominal insulation thickness | effective thermal conductivity | Actual U-value (effective) | Element area | Adjustment factor for soil | Heat transfer coefficient by transmission | Annual heat flow related to AC,Ref | Heat load | heat transfer coefficients related to |  |  | Nominal insulation thickness | effective thermal conductivity | Actual U-value (effective) | Element area | Adjustment factor for soil | Heat transfer coefficient by transmission | Annual heat flow related to AC,Ref | Heat load | heat transfer coefficients related to |  |  | Nominal insulation thickness | effective thermal conductivity | Actual U-value (effective) | Element area | Adjustment factor for soil | Heat transfer coefficient by transmission | Annual heat flow related to AC,Ref | Heat load | heat transfer coefficients related to |  |  | Nominal insulation thickness | effective thermal conductivity | Actual U-value (effective) | Element area | Adjustment factor for soil | Heat transfer coefficient by transmission | Annual heat flow related to AC,Ref | Heat load | heat transfer coefficients related to |  |  | Nominal insulation thickness | effective thermal conductivity | Actual U-value (effective) | Element area | Adjustment factor for soil | Heat transfer coefficient by transmission | Annual heat flow related to AC,Ref | Heat load | heat transfer coefficients related to |  |  | Nominal insulation thickness | effective thermal conductivity | Actual U-value (effective) | Element area | Adjustment factor for soil | Heat transfer coefficient by transmission | Annual heat flow related to AC,Ref | Heat load | heat transfer coefficients related to |  |  | Nominal insulation thickness | effective thermal conductivity | Actual U-value (effective) | Element area | Adjustment factor for soil | Heat transfer coefficient by transmission | Annual heat flow related to AC,Ref | Heat load | heat transfer coefficients related to |  |  | Nominal insulation thickness | effective thermal conductivity | Actual U-value (effective) | Element area | Adjustment factor for soil | Heat transfer coefficient by transmission | Annual heat flow related to AC,Ref | Heat load | heat transfer coefficients related to |  |  | Nominal insulation thickness | effective thermal conductivity | Actual U-value (effective) | Element area | Adjustment factor for soil | Heat transfer coefficient by transmission | Annual heat flow related to AC,Ref | Heat load | heat transfer coefficients related to |  |  | Nominal insulation thickness | effective thermal conductivity | Actual U-value (effective) | Element area | Adjustment factor for soil | Heat transfer coefficient by transmission | Annual heat flow related to AC,Ref | Heat load | heat transfer coefficients related to |  |  | Nominal insulation thickness | effective thermal conductivity | Actual U-value (effective) | Element area | Adjustment factor for soil | Heat transfer coefficient by transmission | Annual heat flow related to AC,Ref | Heat load | heat transfer coefficients related to
|  | Uoriginal,i | Aenv,i | btr,i |  |  | Htr,i |  |  | AC,Ref |  |  | dinsulation,i | λinsulation,i | Uactual,i | Aenv,i | btr,i | Htr,i |  |  | AC,Ref |  |  | dinsulation,i | λinsulation,i | Uactual,i | Aenv,i | btr,i | Htr,i |  |  | AC,Ref |  |  | dinsulation,i | λinsulation,i | Uactual,i | Aenv,i | btr,i | Htr,i |  |  | AC,Ref |  |  | dinsulation,i | λinsulation,i | Uactual,i | Aenv,i | btr,i | Htr,i |  |  | AC,Ref |  |  | dinsulation,i | λinsulation,i | Uactual,i | Aenv,i | btr,i | Htr,i |  |  | AC,Ref |  |  | dinsulation,i | λinsulation,i | Uactual,i | Aenv,i | btr,i | Htr,i |  |  | AC,Ref |  |  | dinsulation,i | λinsulation,i | Uactual,i | Aenv,i | btr,i | Htr,i |  |  | AC,Ref |  |  | dinsulation,i | λinsulation,i | Uactual,i | Aenv,i | btr,i | Htr,i |  |  | AC,Ref |  |  | dinsulation,i | λinsulation,i | Uactual,i | Aenv,i | btr,i | Htr,i |  |  | AC,Ref |  |  | dinsulation,i | λinsulation,i | Uactual,i | Aenv,i | btr,i | Htr,i |  |  | AC,Ref |  |  | dinsulation,i | λinsulation,i | Uactual,i | Aenv,i | btr,i | Htr,i |  |  | AC,Ref |  |  | dinsulation,i | λinsulation,i | Uactual,i | Aenv,i | btr,i | Htr,i |  |  | AC,Ref |  |  | dinsulation,i | λinsulation,i | Uactual,i | Aenv,i | btr,i | Htr,i |  |  | AC,Ref |  |  | dinsulation,i | λinsulation,i | Uactual,i | Aenv,i | btr,i | Htr,i |  |  | AC,Ref |  |  | dinsulation,i | λinsulation,i | Uactual,i | Aenv,i | btr,i | Htr,i |  |  | AC,Ref |  |  | dinsulation,i | λinsulation,i | Uactual,i | Aenv,i | btr,i | Htr,i |  |  | AC,Ref |  |  | dinsulation,i | λinsulation,i | Uactual,i | Aenv,i | btr,i | Htr,i |  |  | AC,Ref |  |  | dinsulation,i | λinsulation,i | Uactual,i | Aenv,i | btr,i | Htr,i |  |  | AC,Ref
|  | W/(m²K) | m2 |  |  |  | W/K | kWh/(m²a) | kW | W/(m²K) |  |  | cm | W/(m*K) | W/(m²K) | m2 |  | W/K | kWh/(m²a) | kW | W/(m²K) |  |  | cm | W/(m*K) | W/(m²K) | m2 |  | W/K | kWh/(m²a) | kW | W/(m²K) |  |  | cm | W/(m*K) | W/(m²K) | m2 |  | W/K | kWh/(m²a) | kW | W/(m²K) |  |  | cm | W/(m*K) | W/(m²K) | m2 |  | W/K | kWh/(m²a) | kW | W/(m²K) |  |  | cm | W/(m*K) | W/(m²K) | m2 |  | W/K | kWh/(m²a) | kW | W/(m²K) |  |  | cm | W/(m*K) | W/(m²K) | m2 |  | W/K | kWh/(m²a) | kW | W/(m²K) |  |  | cm | W/(m*K) | W/(m²K) | m2 |  | W/K | kWh/(m²a) | kW | W/(m²K) |  |  | cm | W/(m*K) | W/(m²K) | m2 |  | W/K | kWh/(m²a) | kW | W/(m²K) |  |  | cm | W/(m*K) | W/(m²K) | m2 |  | W/K | kWh/(m²a) | kW | W/(m²K) |  |  | cm | W/(m*K) | W/(m²K) | m2 |  | W/K | kWh/(m²a) | kW | W/(m²K) |  |  | cm | W/(m*K) | W/(m²K) | m2 |  | W/K | kWh/(m²a) | kW | W/(m²K) |  |  | cm | W/(m*K) | W/(m²K) | m2 |  | W/K | kWh/(m²a) | kW | W/(m²K) |  |  | cm | W/(m*K) | W/(m²K) | m2 |  | W/K | kWh/(m²a) | kW | W/(m²K) |  |  | cm | W/(m*K) | W/(m²K) | m2 |  | W/K | kWh/(m²a) | kW | W/(m²K) |  |  | cm | W/(m*K) | W/(m²K) | m2 |  | W/K | kWh/(m²a) | kW | W/(m²K) |  |  | cm | W/(m*K) | W/(m²K) | m2 |  | W/K | kWh/(m²a) | kW | W/(m²K) |  |  | cm | W/(m*K) | W/(m²K) | m2 |  | W/K | kWh/(m²a) | kW | W/(m²K) |  |  | cm | W/(m*K) | W/(m²K) | m2 |  | W/K | kWh/(m²a) | kW | W/(m²K)
| Roof 1 | 0.893 | 65.5 | 1 |  |  | 58.4915 | 28.4301 |  |  |  | Roof 1 | 17.9556 | 0.035 | 0.16 | 65.5 | 1 | 10.48 | 5.9342 |  |  |  | Roof 1 | 0 | 0.035 | 0.893 | 65.5 | 1 | 58.4915 | 30.1497 |  |  |  | Roof 1 | 0 | 0.035 | 0.893 | 65.5 | 1 | 58.4915 | 30.1792 |  |  |  | Roof 1 | 17.9556 | 0.035 | 0.16 | 65.5 | 1 | 10.48 | 5.3924 |  |  |  | Roof 1 | 17.9556 | 0.035 | 0.16 | 65.5 | 1 | 10.48 | 5.2716 |  |  |  | Roof 1 | 0 | 0.035 | 0.893 | 65.5 | 1 | 58.4915 | 30.1792 |  |  |  | Roof 1 | 17.9556 | 0.035 | 0.16 | 65.5 | 1 | 10.48 | 5.2769 |  |  |  | Roof 1 | 0 | 0.035 | 0.893 | 65.5 | 1 | 58.4915 | 29.627 |  |  |  | Roof 1 | 0 | 0.035 | 0.893 | 65.5 | 1 | 58.4915 | 28.9528 |  |  |  | Roof 1 | 17.9556 | 0.035 | 0.16 | 65.5 | 1 | 10.48 | 5.178 |  |  |  | Roof 1 | 8.5806 | 0.035 | 0.28 | 65.5 | 1 | 18.34 | 9.6368 |  |  |  | Roof 1 | 0 | 0.035 | 0.893 | 65.5 | 1 | 58.4915 | 29.7897 |  |  |  | Roof 1 | 0 | 0.035 | 0.893 | 65.5 | 1 | 58.4915 | 29.8217 |  |  |  | Roof 1 | 8.5806 | 0.035 | 0.28 | 65.5 | 1 | 18.34 | 9.3006 |  |  |  | Roof 1 | 8.5806 | 0.035 | 0.28 | 65.5 | 1 | 18.34 | 9.2004 |  |  |  | Roof 1 | 0 | 0.035 | 0.893 | 65.5 | 1 | 58.4915 | 29.5024 |  |  |  | Roof 1 | 8.5806 | 0.035 | 0.28 | 65.5 | 1 | 18.34 | 9.2105 |  |  |  | Roof 1 | 0 | 0.035 | 0.893 | 65.5 | 1 | 58.4915 | 28.9823
| Roof 2 | [6 empty] | 0 |  |  |  | Roof 2 |  |  |  | 0 |  |  | 0 |  |  |  | Roof 2 |  |  |  | 0 |  |  | 0 |  |  |  | Roof 2 |  |  |  | 0 |  |  | 0 |  |  |  | Roof 2 |  |  |  | 0 |  |  | 0 |  |  |  | Roof 2 |  |  |  | 0 |  |  | 0 |  |  |  | Roof 2 |  |  |  | 0 |  |  | 0 |  |  |  | Roof 2 |  |  |  | 0 |  |  | 0 |  |  |  | Roof 2 |  |  |  | 0 |  |  | 0 |  |  |  | Roof 2 |  |  |  | 0 |  |  | 0 |  |  |  | Roof 2 |  |  |  | 0 |  |  | 0 |  |  |  | Roof 2 |  |  |  | 0 |  |  | 0 |  |  |  | Roof 2 |  |  |  | 0 |  |  | 0 |  |  |  | Roof 2 |  |  |  | 0 |  |  | 0 |  |  |  | Roof 2 |  |  |  | 0 |  |  | 0 |  |  |  | Roof 2 |  |  |  | 0 |  |  | 0 |  |  |  | Roof 2 |  |  |  | 0 |  |  | 0 |  |  |  | Roof 2 |  |  |  | 0 |  |  | 0 |  |  |  | Roof 2 |  |  |  | 0 |  |  | 0
| Wall 1 | 1.449 | 98.8 | 1 |  |  | 143.1612 | 69.5844 |  |  |  | Wall 1 | 12.7473 | 0.035 | 0.21 | 98.8 | 1 | 20.748 | 11.7484 |  |  |  | Wall 1 | 14.2512 | 0.035 | 0.21 | 98.8 | 1 | 20.748 | 10.6946 |  |  |  | Wall 1 | 14.2512 | 0.035 | 0.21 | 98.8 | 1 | 20.748 | 10.7051 |  |  |  | Wall 1 | 14.2512 | 0.035 | 0.21 | 98.8 | 1 | 20.748 | 10.6758 |  |  |  | Wall 1 | 0 | 0.035 | 1.449 | 98.8 | 1 | 143.1612 | 72.0126 |  |  |  | Wall 1 | 14.2512 | 0.035 | 0.21 | 98.8 | 1 | 20.748 | 10.7051 |  |  |  | Wall 1 | 0 | 0.035 | 1.449 | 98.8 | 1 | 143.1612 | 72.0847 |  |  |  | Wall 1 | 14.2512 | 0.035 | 0.21 | 98.8 | 1 | 20.748 | 10.5092 |  |  |  | Wall 1 | 0 | 0.035 | 1.449 | 98.8 | 1 | 143.1612 | 70.8636 |  |  |  | Wall 1 | 0 | 0.035 | 1.449 | 98.8 | 1 | 143.1612 | 70.7333 |  |  |  | Wall 1 | 2.1151 | 0.035 | 0.58 | 98.8 | 1 | 57.304 | 30.1105 |  |  |  | Wall 1 | 0 | 0.035 | 0.58 | 98.8 | 1 | 57.304 | 29.1849 |  |  |  | Wall 1 | 0 | 0.035 | 0.58 | 98.8 | 1 | 57.304 | 29.2163 |  |  |  | Wall 1 | 0 | 0.035 | 0.58 | 98.8 | 1 | 57.304 | 29.06 |  |  |  | Wall 1 | 0 | 0.035 | 1.449 | 98.8 | 1 | 143.1612 | 71.8183 |  |  |  | Wall 1 | 0 | 0.035 | 1.449 | 98.8 | 1 | 143.1612 | 72.2088 |  |  |  | Wall 1 | 0 | 0.035 | 1.449 | 98.8 | 1 | 143.1612 | 71.8966 |  |  |  | Wall 1 | 0 | 0.035 | 1.449 | 98.8 | 1 | 143.1612 | 70.9357
| Wall 2 | [6 empty] | 0 |  |  |  | Wall 2 |  |  |  | 0 |  |  | 0 |  |  |  | Wall 2 |  |  |  | 0 |  |  | 0 |  |  |  | Wall 2 |  |  |  | 0 |  |  | 0 |  |  |  | Wall 2 |  |  |  | 0 |  |  | 0 |  |  |  | Wall 2 |  |  |  | 0 |  |  | 0 |  |  |  | Wall 2 |  |  |  | 0 |  |  | 0 |  |  |  | Wall 2 |  |  |  | 0 |  |  | 0 |  |  |  | Wall 2 |  |  |  | 0 |  |  | 0 |  |  |  | Wall 2 |  |  |  | 0 |  |  | 0 |  |  |  | Wall 2 |  |  |  | 0 |  |  | 0 |  |  |  | Wall 2 |  |  |  | 0 |  |  | 0 |  |  |  | Wall 2 |  |  |  | 0 |  |  | 0 |  |  |  | Wall 2 |  |  |  | 0 |  |  | 0 |  |  |  | Wall 2 |  |  |  | 0 |  |  | 0 |  |  |  | Wall 2 |  |  |  | 0 |  |  | 0 |  |  |  | Wall 2 |  |  |  | 0 |  |  | 0 |  |  |  | Wall 2 |  |  |  | 0 |  |  | 0 |  |  |  | Wall 2 |  |  |  | 0 |  |  | 0
| Wall 3 | [6 empty] | 0 |  |  |  | Wall 3 |  |  |  | 0 |  |  | 0 |  |  |  | Wall 3 |  |  |  | 0 |  |  | 0 |  |  |  | Wall 3 |  |  |  | 0 |  |  | 0 |  |  |  | Wall 3 |  |  |  | 0 |  |  | 0 |  |  |  | Wall 3 |  |  |  | 0 |  |  | 0 |  |  |  | Wall 3 |  |  |  | 0 |  |  | 0 |  |  |  | Wall 3 |  |  |  | 0 |  |  | 0 |  |  |  | Wall 3 |  |  |  | 0 |  |  | 0 |  |  |  | Wall 3 |  |  |  | 0 |  |  | 0 |  |  |  | Wall 3 |  |  |  | 0 |  |  | 0 |  |  |  | Wall 3 |  |  |  | 0 |  |  | 0 |  |  |  | Wall 3 |  |  |  | 0 |  |  | 0 |  |  |  | Wall 3 |  |  |  | 0 |  |  | 0 |  |  |  | Wall 3 |  |  |  | 0 |  |  | 0 |  |  |  | Wall 3 |  |  |  | 0 |  |  | 0 |  |  |  | Wall 3 |  |  |  | 0 |  |  | 0 |  |  |  | Wall 3 |  |  |  | 0 |  |  | 0 |  |  |  | Wall 3 |  |  |  | 0 |  |  | 0
| Floor 1 | 2.326 | 52 | 0.5 |  |  | 60.476 | 29.3947 |  |  |  | Floor 1 | 11.4582 | 0.035 | 0.27 | 52 | 0.5 | 7.02 | 3.975 |  |  |  | Floor 1 | 11.4582 | 0.035 | 0.27 | 52 | 0.5 | 7.02 | 3.6185 |  |  |  | Floor 1 | 0 | 0.035 | 2.326 | 52 | 0.5 | 60.476 | 31.2031 |  |  |  | Floor 1 | 0 | 0.035 | 2.326 | 52 | 0.5 | 60.476 | 31.1176 |  |  |  | Floor 1 | 11.4582 | 0.035 | 0.27 | 52 | 0.5 | 7.02 | 3.5312 |  |  |  | Floor 1 | 0 | 0.035 | 2.326 | 52 | 0.5 | 60.476 | 31.2031 |  |  |  | Floor 1 | 0 | 0.035 | 2.326 | 52 | 0.5 | 60.476 | 30.4509 |  |  |  | Floor 1 | 0 | 0.035 | 2.326 | 52 | 0.5 | 60.476 | 30.6322 |  |  |  | Floor 1 | 11.4582 | 0.035 | 0.27 | 52 | 0.5 | 7.02 | 3.4748 |  |  |  | Floor 1 | 0 | 0.035 | 2.326 | 52 | 0.5 | 60.476 | 29.8801 |  |  |  | Floor 1 | 10.9953 | 0.035 | 0.28 | 52 | 0.5 | 7.28 | 3.8253 |  |  |  | Floor 1 | 10.9953 | 0.035 | 0.28 | 52 | 0.5 | 7.28 | 3.7077 |  |  |  | Floor 1 | 0 | 0.035 | 2.326 | 52 | 0.5 | 60.476 | 30.8335 |  |  |  | Floor 1 | 0 | 0.035 | 2.326 | 52 | 0.5 | 60.476 | 30.6686 |  |  |  | Floor 1 | 10.9953 | 0.035 | 0.28 | 52 | 0.5 | 7.28 | 3.6521 |  |  |  | Floor 1 | 10.9953 | 0.035 | 0.28 | 52 | 0.5 | 7.28 | 3.6719 |  |  |  | Floor 1 | 0 | 0.035 | 2.326 | 52 | 0.5 | 60.476 | 30.3715 |  |  |  | Floor 1 | 0 | 0.035 | 2.326 | 52 | 0.5 | 60.476 | 29.9656
| Floor 2 | [6 empty] | 0 |  |  |  | Floor 2 |  |  |  | 0 |  |  | 0 |  |  |  | Floor 2 |  |  |  | 0 |  |  | 0 |  |  |  | Floor 2 |  |  |  | 0 |  |  | 0 |  |  |  | Floor 2 |  |  |  | 0 |  |  | 0 |  |  |  | Floor 2 |  |  |  | 0 |  |  | 0 |  |  |  | Floor 2 |  |  |  | 0 |  |  | 0 |  |  |  | Floor 2 |  |  |  | 0 |  |  | 0 |  |  |  | Floor 2 |  |  |  | 0 |  |  | 0 |  |  |  | Floor 2 |  |  |  | 0 |  |  | 0 |  |  |  | Floor 2 |  |  |  | 0 |  |  | 0 |  |  |  | Floor 2 |  |  |  | 0 |  |  | 0 |  |  |  | Floor 2 |  |  |  | 0 |  |  | 0 |  |  |  | Floor 2 |  |  |  | 0 |  |  | 0 |  |  |  | Floor 2 |  |  |  | 0 |  |  | 0 |  |  |  | Floor 2 |  |  |  | 0 |  |  | 0 |  |  |  | Floor 2 |  |  |  | 0 |  |  | 0 |  |  |  | Floor 2 |  |  |  | 0 |  |  | 0 |  |  |  | Floor 2 |  |  |  | 0 |  |  | 0
| Window 1 | 5.2 | 4.3 | 1 |  |  | 22.36 | 10.8682 |  |  |  | Window 1 | Replace |  | 1.2 | 4.3 | 1 | 5.16 | 2.9218 |  |  |  | Window 1 | Replace |  | 5.2 | 4.3 | 1 | 22.36 | 11.5256 |  |  |  | Window 1 | Replace |  | 1.2 | 4.3 | 1 | 5.16 | 2.6623 |  |  |  | Window 1 | Replace |  | 5.2 | 4.3 | 1 | 22.36 | 11.5052 |  |  |  | Window 1 | Replace |  | 5.2 | 4.3 | 1 | 22.36 | 11.2475 |  |  |  | Window 1 | Replace |  | 1.2 | 4.3 | 1 | 5.16 | 2.6623 |  |  |  | Window 1 | Replace |  | 1.2 | 4.3 | 1 | 5.16 | 2.5982 |  |  |  | Window 1 | Replace |  | 5.2 | 4.3 | 1 | 22.36 | 11.3258 |  |  |  | Window 1 | Replace |  | 5.2 | 4.3 | 1 | 22.36 | 11.068 |  |  |  | Window 1 | Replace |  | 5.2 | 4.3 | 1 | 22.36 | 11.0477 |  |  |  | Window 1 | Replace |  | 1.2 | 4.3 | 1 | 5.16 | 2.7113 |  |  |  | Window 1 | Replace |  | 5.2 | 4.3 | 1 | 22.36 | 11.388 |  |  |  | Window 1 | Replace |  | 1.2 | 4.3 | 1 | 5.16 | 2.6308 |  |  |  | Window 1 | Replace |  | 5.2 | 4.3 | 1 | 22.36 | 11.3392 |  |  |  | Window 1 | Replace |  | 5.2 | 4.3 | 1 | 22.36 | 11.2171 |  |  |  | Window 1 | Replace |  | 1.2 | 4.3 | 1 | 5.16 | 2.6026 |  |  |  | Window 1 | Replace |  | 1.2 | 4.3 | 1 | 5.16 | 2.5914 |  |  |  | Window 1 | Replace |  | 1.2 | 4.3 | 1 | 5.16 | 2.5568
| Window 2 | 2.9 | 23.1 | 1 |  |  | 66.99 | 32.5609 |  |  |  | Window 2 | Replace |  | 1.2 | 23.1 | 1 | 27.72 | 15.6963 |  |  |  | Window 2 | Replace |  | 2.9 | 23.1 | 1 | 66.99 | 34.5303 |  |  |  | Window 2 | Replace |  | 1.2 | 23.1 | 1 | 27.72 | 14.3024 |  |  |  | Window 2 | Replace |  | 2.9 | 23.1 | 1 | 66.99 | 34.4693 |  |  |  | Window 2 | Replace |  | 2.9 | 23.1 | 1 | 66.99 | 33.6971 |  |  |  | Window 2 | Replace |  | 1.2 | 23.1 | 1 | 27.72 | 14.3024 |  |  |  | Window 2 | Replace |  | 1.2 | 23.1 | 1 | 27.72 | 13.9576 |  |  |  | Window 2 | Replace |  | 2.9 | 23.1 | 1 | 66.99 | 33.9317 |  |  |  | Window 2 | Replace |  | 2.9 | 23.1 | 1 | 66.99 | 33.1595 |  |  |  | Window 2 | Replace |  | 2.9 | 23.1 | 1 | 66.99 | 33.0985 |  |  |  | Window 2 | Replace |  | 1.2 | 23.1 | 1 | 27.72 | 14.5655 |  |  |  | Window 2 | Replace |  | 2.9 | 23.1 | 1 | 66.99 | 34.118 |  |  |  | Window 2 | Replace |  | 1.2 | 23.1 | 1 | 27.72 | 14.133 |  |  |  | Window 2 | Replace |  | 2.9 | 23.1 | 1 | 66.99 | 33.9719 |  |  |  | Window 2 | Replace |  | 2.9 | 23.1 | 1 | 66.99 | 33.6062 |  |  |  | Window 2 | Replace |  | 1.2 | 23.1 | 1 | 27.72 | 13.9816 |  |  |  | Window 2 | Replace |  | 1.2 | 23.1 | 1 | 27.72 | 13.9212 |  |  |  | Window 2 | Replace |  | 1.2 | 23.1 | 1 | 27.72 | 13.7351
| Door 1 | 3.5 | 1.6 | 1 |  |  | 5.6 | 2.7219 |  |  |  | Door 1 | Replace |  | 3.5 | 1.6 | 1 | 5.6 | 3.171 |  |  |  | Door 1 | Replace |  | 3.5 | 1.6 | 1 | 5.6 | 2.8865 |  |  |  | Door 1 | Replace |  | 3.5 | 1.6 | 1 | 5.6 | 2.8894 |  |  |  | Door 1 | Replace |  | 3.5 | 1.6 | 1 | 5.6 | 2.8814 |  |  |  | Door 1 | Replace |  | 3.5 | 1.6 | 1 | 5.6 | 2.8169 |  |  |  | Door 1 | Replace |  | 3.5 | 1.6 | 1 | 5.6 | 2.8894 |  |  |  | Door 1 | Replace |  | 3.5 | 1.6 | 1 | 5.6 | 2.8197 |  |  |  | Door 1 | Replace |  | 3.5 | 1.6 | 1 | 5.6 | 2.8365 |  |  |  | Door 1 | Replace |  | 3.5 | 1.6 | 1 | 5.6 | 2.772 |  |  |  | Door 1 | Replace |  | 3.5 | 1.6 | 1 | 5.6 | 2.7669 |  |  |  | Door 1 | Replace |  | 3.5 | 1.6 | 1 | 5.6 | 2.9425 |  |  |  | Door 1 | Replace |  | 3.5 | 1.6 | 1 | 5.6 | 2.8521 |  |  |  | Door 1 | Replace |  | 3.5 | 1.6 | 1 | 5.6 | 2.8551 |  |  |  | Door 1 | Replace |  | 3.5 | 1.6 | 1 | 5.6 | 2.8399 |  |  |  | Door 1 | Replace |  | 3.5 | 1.6 | 1 | 5.6 | 2.8093 |  |  |  | Door 1 | Replace |  | 3.5 | 1.6 | 1 | 5.6 | 2.8246 |  |  |  | Door 1 | Replace |  | 3.5 | 1.6 | 1 | 5.6 | 2.8124 |  |  |  | Door 1 | Replace |  | 3.5 | 1.6 | 1 | 5.6 | 2.7748
|  | DUtb | S Aenv,i |  |  |  | Htr,tb | [7 empty] | DUtb | S Aenv,i |  | Htr,tb | [7 empty] | DUtb | S Aenv,i |  | Htr,tb | [6 empty] | DUtb |  | S Aenv,i |  | Htr,tb | [7 empty] | DUtb | S Aenv,i |  | Htr,tb | [7 empty] | DUtb | S Aenv,i |  | Htr,tb | [7 empty] | DUtb | S Aenv,i |  | Htr,tb | [7 empty] | DUtb | S Aenv,i |  | Htr,tb | [7 empty] | DUtb | S Aenv,i |  | Htr,tb | [7 empty] | DUtb | S Aenv,i |  | Htr,tb | [7 empty] | DUtb | S Aenv,i |  | Htr,tb | [7 empty] | DUtb | S Aenv,i |  | Htr,tb | [7 empty] | DUtb | S Aenv,i |  | Htr,tb | [7 empty] | DUtb | S Aenv,i |  | Htr,tb | [7 empty] | DUtb | S Aenv,i |  | Htr,tb | [7 empty] | DUtb | S Aenv,i |  | Htr,tb | [7 empty] | DUtb | S Aenv,i |  | Htr,tb | [7 empty] | DUtb | S Aenv,i |  | Htr,tb | [7 empty] | DUtb | S Aenv,i |  | Htr,tb
|  | 0 | 245.3 | 1 |  |  | 0 | [7 empty] | 0 | 245.3 | 1 | 0 | [7 empty] | 0 | 245.3 | 1 | 0 | [6 empty] | 0 |  | 245.3 | 1 | 0 | 0 | [6 empty] | 0 | 245.3 | 1 | 0 | [7 empty] | 0 | 245.3 | 1 | 0 | [7 empty] | 0 | 245.3 | 1 | 0 | [7 empty] | 0 | 245.3 | 1 | 0 | [7 empty] | 0 | 245.3 | 1 | 0 | [7 empty] | 0 | 245.3 | 1 | 0 | [7 empty] | 0 | 245.3 | 1 | 0 | [7 empty] | 0 | 245.3 | 1 | 0 | [7 empty] | 0 | 245.3 | 1 | 0 | [7 empty] | 0 | 245.3 | 1 | 0 | [7 empty] | 0 | 245.3 | 1 | 0 | [7 empty] | 0 | 245.3 | 1 | 0 | [7 empty] | 0 | 245.3 | 1 | 0 | [7 empty] | 0 | 245.3 | 1 | 0 | [7 empty] | 0 | 245.3 | 1 | 0
| Heat transfer coefficient by transmission Htr | [5 empty] | 357.0787 | 173.5603 | 10.7124 | 3.0624 |  | Heat transfer coefficient by transmission Htr | [5 empty] | 76.728 | 43.4468 | 2.3018 | 0.65804 |  | Heat transfer coefficient by transmission Htr | [5 empty] | 181.2095 | 93.4052 | 5.4363 | 1.5541 |  | Heat transfer coefficient by transmission Htr | [5 empty] | 178.1955 | 91.9414 | 5.3459 | 1.5283 |  | Heat transfer coefficient by transmission Htr | [5 empty] | 186.654 | 96.0417 | 5.5996 | 1.6008 |  | Heat transfer coefficient by transmission Htr | [5 empty] | 255.6112 | 128.5769 | 7.6683 | 2.1922 |  | Heat transfer coefficient by transmission Htr | [5 empty] | 178.1955 | 91.9414 | 5.3459 | 1.5283 |  | Heat transfer coefficient by transmission Htr | [5 empty] | 252.5972 | 127.188 | 7.5779 | 2.1664 |  | Heat transfer coefficient by transmission Htr | [5 empty] | 234.6655 | 118.8625 | 7.04 | 2.0126 |  | Heat transfer coefficient by transmission Htr | [5 empty] | 303.6227 | 150.2907 | 9.1087 | 2.604 |  | Heat transfer coefficient by transmission Htr | [5 empty] | 309.0672 | 152.7044 | 9.272 | 2.6507 |  | Heat transfer coefficient by transmission Htr | [5 empty] | 121.404 | 63.7919 | 3.6421 | 1.0412 |  | Heat transfer coefficient by transmission Htr | [5 empty] | 218.0255 | 111.0404 | 6.5408 | 1.8699 |  | Heat transfer coefficient by transmission Htr | [5 empty] | 214.7515 | 109.4905 | 6.4425 | 1.8418 |  | Heat transfer coefficient by transmission Htr | [5 empty] | 231.07 | 117.1801 | 6.9321 | 1.9817 |  | Heat transfer coefficient by transmission Htr | [5 empty] | 263.7312 | 132.3034 | 7.9119 | 2.2618 |  | Heat transfer coefficient by transmission Htr | [5 empty] | 247.4127 | 124.792 | 7.4224 | 2.1219 |  | Heat transfer coefficient by transmission Htr | [5 empty] | 260.4572 | 130.8035 | 7.8137 | 2.2338 |  | Heat transfer coefficient by transmission Htr | [5 empty] | 300.6087 | 148.9503 | 9.0183 | 2.5781
| Heat transfer coefficient by ventilation Hve | [5 empty] | 79.288 | 38.5384 |  |  |  | Heat transfer coefficient by ventilation Hve | [5 empty] | 49.555 | 28.0603 |  |  |  | Heat transfer coefficient by ventilation Hve | [5 empty] | 59.466 | 30.652 |  |  |  | Heat transfer coefficient by ventilation Hve | [5 empty] | 59.466 | 30.682 |  |  |  | Heat transfer coefficient by ventilation Hve | [5 empty] | 59.466 | 30.5979 |  |  |  | Heat transfer coefficient by ventilation Hve | [5 empty] | 59.466 | 29.9124 |  |  |  | Heat transfer coefficient by ventilation Hve | [5 empty] | 59.466 | 30.682 |  |  |  | Heat transfer coefficient by ventilation Hve | [5 empty] | 59.466 | 29.9424 |  |  |  | Heat transfer coefficient by ventilation Hve | [5 empty] | 69.377 | 35.1407 |  |  |  | Heat transfer coefficient by ventilation Hve | [5 empty] | 69.377 | 34.341 |  |  |  | Heat transfer coefficient by ventilation Hve | [5 empty] | 69.377 | 34.2779 |  |  |  | Heat transfer coefficient by ventilation Hve | [5 empty] | 59.466 | 31.2465 |  |  |  | Heat transfer coefficient by ventilation Hve | [5 empty] | 69.377 | 35.3337 |  |  |  | Heat transfer coefficient by ventilation Hve | [5 empty] | 69.377 | 35.3717 |  |  |  | Heat transfer coefficient by ventilation Hve | [5 empty] | 69.377 | 35.1824 |  |  |  | Heat transfer coefficient by ventilation Hve | [5 empty] | 69.377 | 34.8037 |  |  |  | Heat transfer coefficient by ventilation Hve | [5 empty] | 69.377 | 34.9929 |  |  |  | Heat transfer coefficient by ventilation Hve | [5 empty] | 69.377 | 34.8416 |  |  |  | Heat transfer coefficient by ventilation Hve | [5 empty] | 69.377 | 34.376
| Volume-specific heat air capacity | air change rate by use | air change rate by infiltration | room height (standard value) | [7 empty] | Volume-specific heat air capacity | air change rate by use | air change rate by infiltration | room height (standard value) | [7 empty] | Volume-specific heat air capacity | air change rate by use | air change rate by infiltration | room height (standard value) | [7 empty] | Volume-specific heat air capacity | air change rate by use | air change rate by infiltration | room height (standard value) | [7 empty] | Volume-specific heat air capacity | air change rate by use | air change rate by infiltration | room height (standard value) | [7 empty] | Volume-specific heat air capacity | air change rate by use | air change rate by infiltration | room height (standard value) | [7 empty] | Volume-specific heat air capacity | air change rate by use | air change rate by infiltration | room height (standard value) | [7 empty] | Volume-specific heat air capacity | air change rate by use | air change rate by infiltration | room height (standard value) | [7 empty] | Volume-specific heat air capacity | air change rate by use | air change rate by infiltration | room height (standard value) | [7 empty] | Volume-specific heat air capacity | air change rate by use | air change rate by infiltration | room height (standard value) | [7 empty] | Volume-specific heat air capacity | air change rate by use | air change rate by infiltration | room height (standard value) | [7 empty] | Volume-specific heat air capacity | air change rate by use | air change rate by infiltration | room height (standard value) | [7 empty] | Volume-specific heat air capacity | air change rate by use | air change rate by infiltration | room height (standard value) | [7 empty] | Volume-specific heat air capacity | air change rate by use | air change rate by infiltration | room height (standard value) | [7 empty] | Volume-specific heat air capacity | air change rate by use | air change rate by infiltration | room height (standard value) | [7 empty] | Volume-specific heat air capacity | air change rate by use | air change rate by infiltration | room height (standard value) | [7 empty] | Volume-specific heat air capacity | air change rate by use | air change rate by infiltration | room height (standard value) | [7 empty] | Volume-specific heat air capacity | air change rate by use | air change rate by infiltration | room height (standard value) | [7 empty] | Volume-specific heat air capacity | air change rate by use | air change rate by infiltration | room height (standard value)
| cp,air | nair,use | nair,infiltration | hroom | [7 empty] | cp,air | nair,use | nair,infiltration | hroom | [7 empty] | cp,air | nair,use | nair,infiltration | hroom | [7 empty] | cp,air | nair,use | nair,infiltration | hroom | [7 empty] | cp,air | nair,use | nair,infiltration | hroom | [7 empty] | cp,air | nair,use | nair,infiltration | hroom | [7 empty] | cp,air | nair,use | nair,infiltration | hroom | [7 empty] | cp,air | nair,use | nair,infiltration | hroom | [7 empty] | cp,air | nair,use | nair,infiltration | hroom | [7 empty] | cp,air | nair,use | nair,infiltration | hroom | [7 empty] | cp,air | nair,use | nair,infiltration | hroom | [7 empty] | cp,air | nair,use | nair,infiltration | hroom | [7 empty] | cp,air | nair,use | nair,infiltration | hroom | [7 empty] | cp,air | nair,use | nair,infiltration | hroom | [7 empty] | cp,air | nair,use | nair,infiltration | hroom | [7 empty] | cp,air | nair,use | nair,infiltration | hroom | [7 empty] | cp,air | nair,use | nair,infiltration | hroom | [7 empty] | cp,air | nair,use | nair,infiltration | hroom | [7 empty] | cp,air | nair,use | nair,infiltration | hroom
| Wh/(m³K) | 1/h | 1/h | m | [7 empty] | Wh/(m³K) | 1/h | 1/h | m | [7 empty] | Wh/(m³K) | 1/h | 1/h | m | [7 empty] | Wh/(m³K) | 1/h | 1/h | m | [7 empty] | Wh/(m³K) | 1/h | 1/h | m | [7 empty] | Wh/(m³K) | 1/h | 1/h | m | [7 empty] | Wh/(m³K) | 1/h | 1/h | m | [7 empty] | Wh/(m³K) | 1/h | 1/h | m | [7 empty] | Wh/(m³K) | 1/h | 1/h | m | [7 empty] | Wh/(m³K) | 1/h | 1/h | m | [7 empty] | Wh/(m³K) | 1/h | 1/h | m | [7 empty] | Wh/(m³K) | 1/h | 1/h | m | [7 empty] | Wh/(m³K) | 1/h | 1/h | m | [7 empty] | Wh/(m³K) | 1/h | 1/h | m | [7 empty] | Wh/(m³K) | 1/h | 1/h | m | [7 empty] | Wh/(m³K) | 1/h | 1/h | m | [7 empty] | Wh/(m³K) | 1/h | 1/h | m | [7 empty] | Wh/(m³K) | 1/h | 1/h | m | [7 empty] | Wh/(m³K) | 1/h | 1/h | m
| 0.34 | 0.4 | 0.4 | 2.5 | [7 empty] | 0.34 | 0.4 | 0.1 | 2.5 | [7 empty] | 0.34 | 0.4 | 0.2 | 2.5 | [7 empty] | 0.34 | 0.4 | 0.2 | 2.5 | [7 empty] | 0.34 | 0.4 | 0.2 | 2.5 | [7 empty] | 0.34 | 0.4 | 0.2 | 2.5 | [7 empty] | 0.34 | 0.4 | 0.2 | 2.5 | [7 empty] | 0.34 | 0.4 | 0.2 | 2.5 | [7 empty] | 0.34 | 0.4 | 0.3 | 2.5 | [7 empty] | 0.34 | 0.4 | 0.3 | 2.5 | [7 empty] | 0.34 | 0.4 | 0.3 | 2.5 | [7 empty] | 0.34 | 0.4 | 0.2 | 2.5 | [7 empty] | 0.34 | 0.4 | 0.3 | 2.5 | [7 empty] | 0.34 | 0.4 | 0.3 | 2.5 | [7 empty] | 0.34 | 0.4 | 0.3 | 2.5 | [7 empty] | 0.34 | 0.4 | 0.3 | 2.5 | [7 empty] | 0.34 | 0.4 | 0.3 | 2.5 | [7 empty] | 0.34 | 0.4 | 0.3 | 2.5 | [7 empty] | 0.34 | 0.4 | 0.3 | 2.5
| Total heat transfer Qht | [5 empty] | 24730.7037 | 212.0987 |  |  |  | Total heat transfer Qht | [5 empty] | 8337.7251 | 71.5071 |  |  |  | Total heat transfer Qht | [5 empty] | 14465.0746 | 124.0572 |  |  |  | Total heat transfer Qht | [5 empty] | 14297.8888 | 122.6234 |  |  |  | Total heat transfer Qht | [5 empty] | 14766.182 | 126.6396 |  |  |  | Total heat transfer Qht | [5 empty] | 18479.8529 | 158.4893 |  |  |  | Total heat transfer Qht | [5 empty] | 14297.8888 | 122.6234 |  |  |  | Total heat transfer Qht | [5 empty] | 18321.4086 | 157.1304 |  |  |  | Total heat transfer Qht | [5 empty] | 17956.7732 | 154.0032 |  |  |  | Total heat transfer Qht | [5 empty] | 21528.0647 | 184.6318 |  |  |  | Total heat transfer Qht | [5 empty] | 21802.1398 | 186.9823 |  |  |  | Total heat transfer Qht | [5 empty] | 11081.4791 | 95.0384 |  |  |  | Total heat transfer Qht | [5 empty] | 17067.2264 | 146.3742 |  |  |  | Total heat transfer Qht | [5 empty] | 16890.933 | 144.8622 |  |  |  | Total heat transfer Qht | [5 empty] | 17765.4779 | 152.3626 |  |  |  | Total heat transfer Qht | [5 empty] | 19484.6842 | 167.1071 |  |  |  | Total heat transfer Qht | [5 empty] | 18630.9159 | 159.7849 |  |  |  | Total heat transfer Qht | [5 empty] | 19314.2241 | 165.6451 |  |  |  | Total heat transfer Qht | [5 empty] | 21375.8436 | 183.3263
| temperature reduction factor | internal temperature | external temperature | heating degree days | accumulated differences between internal and external temperature | [6 empty] | temperature reduction factor | internal temperature | external temperature | heating degree days | accumulated differences between internal and external temperature | [6 empty] | temperature reduction factor | internal temperature | external temperature | heating degree days | accumulated differences between internal and external temperature | [6 empty] | temperature reduction factor | internal temperature | external temperature | heating degree days | accumulated differences between internal and external temperature | [6 empty] | temperature reduction factor | internal temperature | external temperature | heating degree days | accumulated differences between internal and external temperature | [6 empty] | temperature reduction factor | internal temperature | external temperature | heating degree days | accumulated differences between internal and external temperature | [6 empty] | temperature reduction factor | internal temperature | external temperature | heating degree days | accumulated differences between internal and external temperature | [6 empty] | temperature reduction factor | internal temperature | external temperature | heating degree days | accumulated differences between internal and external temperature | [6 empty] | temperature reduction factor | internal temperature | external temperature | heating degree days | accumulated differences between internal and external temperature | [6 empty] | temperature reduction factor | internal temperature | external temperature | heating degree days | accumulated differences between internal and external temperature | [6 empty] | temperature reduction factor | internal temperature | external temperature | heating degree days | accumulated differences between internal and external temperature | [6 empty] | temperature reduction factor | internal temperature | external temperature | heating degree days | accumulated differences between internal and external temperature | [6 empty] | temperature reduction factor | internal temperature | external temperature | heating degree days | accumulated differences between internal and external temperature | [6 empty] | temperature reduction factor | internal temperature | external temperature | heating degree days | accumulated differences between internal and external temperature | [6 empty] | temperature reduction factor | internal temperature | external temperature | heating degree days | accumulated differences between internal and external temperature | [6 empty] | temperature reduction factor | internal temperature | external temperature | heating degree days | accumulated differences between internal and external temperature | [6 empty] | temperature reduction factor | internal temperature | external temperature | heating degree days | accumulated differences between internal and external temperature | [6 empty] | temperature reduction factor | internal temperature | external temperature | heating degree days | accumulated differences between internal and external temperature | [6 empty] | temperature reduction factor | internal temperature | external temperature | heating degree days | accumulated differences between internal and external temperature
| Fred | Ji | Je | dhs |  | x 0,024 | [5 empty] | Fred | Ji | Je | dhs |  | x 0,024 | [5 empty] | Fred | Ji | Je | dhs |  | x 0,024 | [5 empty] | Fred | Ji | Je | dhs |  | x 0,024 | [5 empty] | Fred | Ji | Je | dhs |  | x 0,024 | [5 empty] | Fred | Ji | Je | dhs |  | x 0,024 | [5 empty] | Fred | Ji | Je | dhs |  | x 0,024 | [5 empty] | Fred | Ji | Je | dhs |  | x 0,024 | [5 empty] | Fred | Ji | Je | dhs |  | x 0,024 | [5 empty] | Fred | Ji | Je | dhs |  | x 0,024 | [5 empty] | Fred | Ji | Je | dhs |  | x 0,024 | [5 empty] | Fred | Ji | Je | dhs |  | x 0,024 | [5 empty] | Fred | Ji | Je | dhs |  | x 0,024 | [5 empty] | Fred | Ji | Je | dhs |  | x 0,024 | [5 empty] | Fred | Ji | Je | dhs |  | x 0,024 | [5 empty] | Fred | Ji | Je | dhs |  | x 0,024 | [5 empty] | Fred | Ji | Je | dhs |  | x 0,024 | [5 empty] | Fred | Ji | Je | dhs |  | x 0,024 | [5 empty] | Fred | Ji | Je | dhs |  | x 0,024
| W/(m²K) | °C | °C | d/a | Kd/a | kKh/a |  | Design temperature for heat pump |  |  |  | W/(m²K) | °C | °C | d/a | Kd/a | kKh/a |  | Design temperature for heat pump |  |  |  | W/(m²K) | °C | °C | d/a | Kd/a | kKh/a |  | Design temperature for heat pump |  |  |  | W/(m²K) | °C | °C | d/a | Kd/a | kKh/a |  | Design temperature for heat pump |  |  |  | W/(m²K) | °C | °C | d/a | Kd/a | kKh/a |  | Design temperature for heat pump |  |  |  | W/(m²K) | °C | °C | d/a | Kd/a | kKh/a |  | Design temperature for heat pump |  |  |  | W/(m²K) | °C | °C | d/a | Kd/a | kKh/a |  | Design temperature for heat pump |  |  |  | W/(m²K) | °C | °C | d/a | Kd/a | kKh/a |  | Design temperature for heat pump |  |  |  | W/(m²K) | °C | °C | d/a | Kd/a | kKh/a |  | Design temperature for heat pump |  |  |  | W/(m²K) | °C | °C | d/a | Kd/a | kKh/a |  | Design temperature for heat pump |  |  |  | W/(m²K) | °C | °C | d/a | Kd/a | kKh/a |  | Design temperature for heat pump |  |  |  | W/(m²K) | °C | °C | d/a | Kd/a | kKh/a |  | Design temperature for heat pump |  |  |  | W/(m²K) | °C | °C | d/a | Kd/a | kKh/a |  | Design temperature for heat pump |  |  |  | W/(m²K) | °C | °C | d/a | Kd/a | kKh/a |  | Design temperature for heat pump |  |  |  | W/(m²K) | °C | °C | d/a | Kd/a | kKh/a |  | Design temperature for heat pump |  |  |  | W/(m²K) | °C | °C | d/a | Kd/a | kKh/a |  | Design temperature for heat pump |  |  |  | W/(m²K) | °C | °C | d/a | Kd/a | kKh/a |  | Design temperature for heat pump |  |  |  | W/(m²K) | °C | °C | d/a | Kd/a | kKh/a |  | Design temperature for heat pump |  |  |  | W/(m²K) | °C | °C | d/a | Kd/a | kKh/a |  | Design temperature for heat pump
| 0.83125 | 20 | 6.6 | 212 | 2840.8 | 68.1792 |  | -10 |  |  |  | 0.96839 | 20 | 6.6 | 212 | 2840.8 | 68.1792 |  | -10 |  |  |  | 0.88153 | 20 | 6.6 | 212 | 2840.8 | 68.1792 |  | -10 |  |  |  | 0.88239 | 20 | 6.6 | 212 | 2840.8 | 68.1792 |  | -10 |  |  |  | 0.87997 | 20 | 6.6 | 212 | 2840.8 | 68.1792 |  | -10 |  |  |  | 0.86026 | 20 | 6.6 | 212 | 2840.8 | 68.1792 |  | -10 |  |  |  | 0.88239 | 20 | 6.6 | 212 | 2840.8 | 68.1792 |  | -10 |  |  |  | 0.86112 | 20 | 6.6 | 212 | 2840.8 | 68.1792 |  | -10 |  |  |  | 0.86625 | 20 | 6.6 | 212 | 2840.8 | 68.1792 |  | -10 |  |  |  | 0.84653 | 20 | 6.6 | 212 | 2840.8 | 68.1792 |  | -10 |  |  |  | 0.84498 | 20 | 6.6 | 212 | 2840.8 | 68.1792 |  | -10 |  |  |  | 0.89863 | 20 | 6.6 | 212 | 2840.8 | 68.1792 |  | -10 |  |  |  | 0.871 | 20 | 6.6 | 212 | 2840.8 | 68.1792 |  | -10 |  |  |  | 0.87194 | 20 | 6.6 | 212 | 2840.8 | 68.1792 |  | -10 |  |  |  | 0.86728 | 20 | 6.6 | 212 | 2840.8 | 68.1792 |  | -10 |  |  |  | 0.85794 | 20 | 6.6 | 212 | 2840.8 | 68.1792 |  | -10 |  |  |  | 0.8626 | 20 | 6.6 | 212 | 2840.8 | 68.1792 |  | -10 |  |  |  | 0.85887 | 20 | 6.6 | 212 | 2840.8 | 68.1792 |  | -10 |  |  |  | 0.8474 | 20 | 6.6 | 212 | 2840.8 | 68.1792 |  | -10
| Solar heat load during heating season Qsol | [5 empty] | 1662.952 | 14.262 |  |  |  | Solar heat load during heating season Qsol | [5 empty] | 1385.7934 | 11.885 |  |  |  | Solar heat load during heating season Qsol | [5 empty] | 1385.7934 | 11.885 |  |  |  | Solar heat load during heating season Qsol | [5 empty] | 1385.7934 | 11.885 |  |  |  | Solar heat load during heating season Qsol | [5 empty] | 1385.7934 | 11.885 |  |  |  | Solar heat load during heating season Qsol | [5 empty] | 1385.7934 | 11.885 |  |  |  | Solar heat load during heating season Qsol | [5 empty] | 1385.7934 | 11.885 |  |  |  | Solar heat load during heating season Qsol | [5 empty] | 1385.7934 | 11.885 |  |  |  | Solar heat load during heating season Qsol | [5 empty] | 1385.7934 | 11.885 |  |  |  | Solar heat load during heating season Qsol | [5 empty] | 1385.7934 | 11.885 |  |  |  | Solar heat load during heating season Qsol | [5 empty] | 1385.7934 | 11.885 |  |  |  | Solar heat load during heating season Qsol | [5 empty] | 1385.7934 | 11.885 |  |  |  | Solar heat load during heating season Qsol | [5 empty] | 1385.7934 | 11.885 |  |  |  | Solar heat load during heating season Qsol | [5 empty] | 1385.7934 | 11.885 |  |  |  | Solar heat load during heating season Qsol | [5 empty] | 1385.7934 | 11.885 |  |  |  | Solar heat load during heating season Qsol | [5 empty] | 1385.7934 | 11.885 |  |  |  | Solar heat load during heating season Qsol | [5 empty] | 1385.7934 | 11.885 |  |  |  | Solar heat load during heating season Qsol | [5 empty] | 1385.7934 | 11.885 |  |  |  | Solar heat load during heating season Qsol | [5 empty] | 1385.7934 | 11.885
Window orientation | external shading Fsh | frame area fraction FF | non-perpen- dicular FW | solar energy transmittance ggl,n | window area Awindow,i | solar global radiation Isol,i |  |  |  |  | Window orientation | external shading Fsh | frame area fraction FF | non-perpen- dicular FW | solar energy transmittance ggl,n | window area Awindow,i | solar global radiation Isol,i |  |  |  |  | Window orientation | external shading Fsh | frame area fraction FF | non-perpen- dicular FW | solar energy transmittance ggl,n | window area Awindow,i | solar global radiation Isol,i |  |  |  |  | Window orientation | external shading Fsh | frame area fraction FF | non-perpen- dicular FW | solar energy transmittance ggl,n | window area Awindow,i | solar global radiation Isol,i |  |  |  |  | Window orientation | external shading Fsh | frame area fraction FF | non-perpen- dicular FW | solar energy transmittance ggl,n | window area Awindow,i | solar global radiation Isol,i |  |  |  |  | Window orientation | external shading Fsh | frame area fraction FF | non-perpen- dicular FW | solar energy transmittance ggl,n | window area Awindow,i | solar global radiation Isol,i |  |  |  |  | Window orientation | external shading Fsh | frame area fraction FF | non-perpen- dicular FW | solar energy transmittance ggl,n | window area Awindow,i | solar global radiation Isol,i |  |  |  |  | Window orientation | external shading Fsh | frame area fraction FF | non-perpen- dicular FW | solar energy transmittance ggl,n | window area Awindow,i | solar global radiation Isol,i |  |  |  |  | Window orientation | external shading Fsh | frame area fraction FF | non-perpen- dicular FW | solar energy transmittance ggl,n | window area Awindow,i | solar global radiation Isol,i |  |  |  |  | Window orientation | external shading Fsh | frame area fraction FF | non-perpen- dicular FW | solar energy transmittance ggl,n | window area Awindow,i | solar global radiation Isol,i |  |  |  |  | Window orientation | external shading Fsh | frame area fraction FF | non-perpen- dicular FW | solar energy transmittance ggl,n | window area Awindow,i | solar global radiation Isol,i |  |  |  |  | Window orientation | external shading Fsh | frame area fraction FF | non-perpen- dicular FW | solar energy transmittance ggl,n | window area Awindow,i | solar global radiation Isol,i |  |  |  |  | Window orientation | external shading Fsh | frame area fraction FF | non-perpen- dicular FW | solar energy transmittance ggl,n | window area Awindow,i | solar global radiation Isol,i |  |  |  |  | Window orientation | external shading Fsh | frame area fraction FF | non-perpen- dicular FW | solar energy transmittance ggl,n | window area Awindow,i | solar global radiation Isol,i |  |  |  |  | Window orientation | external shading Fsh | frame area fraction FF | non-perpen- dicular FW | solar energy transmittance ggl,n | window area Awindow,i | solar global radiation Isol,i |  |  |  |  | Window orientation | external shading Fsh | frame area fraction FF | non-perpen- dicular FW | solar energy transmittance ggl,n | window area Awindow,i | solar global radiation Isol,i |  |  |  |  | Window orientation | external shading Fsh | frame area fraction FF | non-perpen- dicular FW | solar energy transmittance ggl,n | window area Awindow,i | solar global radiation Isol,i |  |  |  |  | Window orientation | external shading Fsh | frame area fraction FF | non-perpen- dicular FW | solar energy transmittance ggl,n | window area Awindow,i | solar global radiation Isol,i |  |  |  |  | Window orientation | external shading Fsh | frame area fraction FF | non-perpen- dicular FW | solar energy transmittance ggl,n | window area Awindow,i | solar global radiation Isol,i
[6 empty] | kWh/(m²a) | kWh/a | [9 empty] | kWh/(m²a) | kWh/a | [9 empty] | kWh/(m²a) | kWh/a | [9 empty] | kWh/(m²a) | kWh/a | [9 empty] | kWh/(m²a) | kWh/a | [9 empty] | kWh/(m²a) | kWh/a | [9 empty] | kWh/(m²a) | kWh/a | [9 empty] | kWh/(m²a) | kWh/a | [9 empty] | kWh/(m²a) | kWh/a | [9 empty] | kWh/(m²a) | kWh/a | [9 empty] | kWh/(m²a) | kWh/a | [9 empty] | kWh/(m²a) | kWh/a | [9 empty] | kWh/(m²a) | kWh/a | [9 empty] | kWh/(m²a) | kWh/a | [9 empty] | kWh/(m²a) | kWh/a | [9 empty] | kWh/(m²a) | kWh/a | [9 empty] | kWh/(m²a) | kWh/a | [9 empty] | kWh/(m²a) | kWh/a | [9 empty] | kWh/(m²a) | kWh/a
Horizontal | 0.8 | 0.3 | 0.9 | 0.72 |  | 324 |  |  |  |  | Horizontal | 0.8 | 0.3 | 0.9 | 0.6 |  | 324 |  |  |  |  | Horizontal | 0.8 | 0.3 | 0.9 | 0.6 |  | 324 |  |  |  |  | Horizontal | 0.8 | 0.3 | 0.9 | 0.6 |  | 324 |  |  |  |  | Horizontal | 0.8 | 0.3 | 0.9 | 0.6 |  | 324 |  |  |  |  | Horizontal | 0.8 | 0.3 | 0.9 | 0.6 |  | 324 |  |  |  |  | Horizontal | 0.8 | 0.3 | 0.9 | 0.6 |  | 324 |  |  |  |  | Horizontal | 0.8 | 0.3 | 0.9 | 0.6 |  | 324 |  |  |  |  | Horizontal | 0.8 | 0.3 | 0.9 | 0.6 |  | 324 |  |  |  |  | Horizontal | 0.8 | 0.3 | 0.9 | 0.6 |  | 324 |  |  |  |  | Horizontal | 0.8 | 0.3 | 0.9 | 0.6 |  | 324 |  |  |  |  | Horizontal | 0.8 | 0.3 | 0.9 | 0.6 |  | 324 |  |  |  |  | Horizontal | 0.8 | 0.3 | 0.9 | 0.6 |  | 324 |  |  |  |  | Horizontal | 0.8 | 0.3 | 0.9 | 0.6 |  | 324 |  |  |  |  | Horizontal | 0.8 | 0.3 | 0.9 | 0.6 |  | 324 |  |  |  |  | Horizontal | 0.8 | 0.3 | 0.9 | 0.6 |  | 324 |  |  |  |  | Horizontal | 0.8 | 0.3 | 0.9 | 0.6 |  | 324 |  |  |  |  | Horizontal | 0.8 | 0.3 | 0.9 | 0.6 |  | 324 |  |  |  |  | Horizontal | 0.8 | 0.3 | 0.9 | 0.6 |  | 324
East | 0.6 | 0.3 | 0.9 | 0.72 | 13.7 | 225 | 838.9332 |  |  |  | East | 0.6 | 0.3 | 0.9 | 0.6 | 13.7 | 225 | 699.111 |  |  |  | East | 0.6 | 0.3 | 0.9 | 0.6 | 13.7 | 225 | 699.111 |  |  |  | East | 0.6 | 0.3 | 0.9 | 0.6 | 13.7 | 225 | 699.111 |  |  |  | East | 0.6 | 0.3 | 0.9 | 0.6 | 13.7 | 225 | 699.111 |  |  |  | East | 0.6 | 0.3 | 0.9 | 0.6 | 13.7 | 225 | 699.111 |  |  |  | East | 0.6 | 0.3 | 0.9 | 0.6 | 13.7 | 225 | 699.111 |  |  |  | East | 0.6 | 0.3 | 0.9 | 0.6 | 13.7 | 225 | 699.111 |  |  |  | East | 0.6 | 0.3 | 0.9 | 0.6 | 13.7 | 225 | 699.111 |  |  |  | East | 0.6 | 0.3 | 0.9 | 0.6 | 13.7 | 225 | 699.111 |  |  |  | East | 0.6 | 0.3 | 0.9 | 0.6 | 13.7 | 225 | 699.111 |  |  |  | East | 0.6 | 0.3 | 0.9 | 0.6 | 13.7 | 225 | 699.111 |  |  |  | East | 0.6 | 0.3 | 0.9 | 0.6 | 13.7 | 225 | 699.111 |  |  |  | East | 0.6 | 0.3 | 0.9 | 0.6 | 13.7 | 225 | 699.111 |  |  |  | East | 0.6 | 0.3 | 0.9 | 0.6 | 13.7 | 225 | 699.111 |  |  |  | East | 0.6 | 0.3 | 0.9 | 0.6 | 13.7 | 225 | 699.111 |  |  |  | East | 0.6 | 0.3 | 0.9 | 0.6 | 13.7 | 225 | 699.111 |  |  |  | East | 0.6 | 0.3 | 0.9 | 0.6 | 13.7 | 225 | 699.111 |  |  |  | East | 0.6 | 0.3 | 0.9 | 0.6 | 13.7 | 225 | 699.111
South | 0.6 | 0.3 | 0.9 | 0.72 |  | 402 |  |  |  |  | South | 0.6 | 0.3 | 0.9 | 0.6 |  | 402 |  |  |  |  | South | 0.6 | 0.3 | 0.9 | 0.6 |  | 402 |  |  |  |  | South | 0.6 | 0.3 | 0.9 | 0.6 |  | 402 |  |  |  |  | South | 0.6 | 0.3 | 0.9 | 0.6 |  | 402 |  |  |  |  | South | 0.6 | 0.3 | 0.9 | 0.6 |  | 402 |  |  |  |  | South | 0.6 | 0.3 | 0.9 | 0.6 |  | 402 |  |  |  |  | South | 0.6 | 0.3 | 0.9 | 0.6 |  | 402 |  |  |  |  | South | 0.6 | 0.3 | 0.9 | 0.6 |  | 402 |  |  |  |  | South | 0.6 | 0.3 | 0.9 | 0.6 |  | 402 |  |  |  |  | South | 0.6 | 0.3 | 0.9 | 0.6 |  | 402 |  |  |  |  | South | 0.6 | 0.3 | 0.9 | 0.6 |  | 402 |  |  |  |  | South | 0.6 | 0.3 | 0.9 | 0.6 |  | 402 |  |  |  |  | South | 0.6 | 0.3 | 0.9 | 0.6 |  | 402 |  |  |  |  | South | 0.6 | 0.3 | 0.9 | 0.6 |  | 402 |  |  |  |  | South | 0.6 | 0.3 | 0.9 | 0.6 |  | 402 |  |  |  |  | South | 0.6 | 0.3 | 0.9 | 0.6 |  | 402 |  |  |  |  | South | 0.6 | 0.3 | 0.9 | 0.6 |  | 402 |  |  |  |  | South | 0.6 | 0.3 | 0.9 | 0.6 |  | 402
West | 0.6 | 0.3 | 0.9 | 0.72 | 13.7 | 221 | 824.0188 |  |  |  | West | 0.6 | 0.3 | 0.9 | 0.6 | 13.7 | 221 | 686.6824 |  |  |  | West | 0.6 | 0.3 | 0.9 | 0.6 | 13.7 | 221 | 686.6824 |  |  |  | West | 0.6 | 0.3 | 0.9 | 0.6 | 13.7 | 221 | 686.6824 |  |  |  | West | 0.6 | 0.3 | 0.9 | 0.6 | 13.7 | 221 | 686.6824 |  |  |  | West | 0.6 | 0.3 | 0.9 | 0.6 | 13.7 | 221 | 686.6824 |  |  |  | West | 0.6 | 0.3 | 0.9 | 0.6 | 13.7 | 221 | 686.6824 |  |  |  | West | 0.6 | 0.3 | 0.9 | 0.6 | 13.7 | 221 | 686.6824 |  |  |  | West | 0.6 | 0.3 | 0.9 | 0.6 | 13.7 | 221 | 686.6824 |  |  |  | West | 0.6 | 0.3 | 0.9 | 0.6 | 13.7 | 221 | 686.6824 |  |  |  | West | 0.6 | 0.3 | 0.9 | 0.6 | 13.7 | 221 | 686.6824 |  |  |  | West | 0.6 | 0.3 | 0.9 | 0.6 | 13.7 | 221 | 686.6824 |  |  |  | West | 0.6 | 0.3 | 0.9 | 0.6 | 13.7 | 221 | 686.6824 |  |  |  | West | 0.6 | 0.3 | 0.9 | 0.6 | 13.7 | 221 | 686.6824 |  |  |  | West | 0.6 | 0.3 | 0.9 | 0.6 | 13.7 | 221 | 686.6824 |  |  |  | West | 0.6 | 0.3 | 0.9 | 0.6 | 13.7 | 221 | 686.6824 |  |  |  | West | 0.6 | 0.3 | 0.9 | 0.6 | 13.7 | 221 | 686.6824 |  |  |  | West | 0.6 | 0.3 | 0.9 | 0.6 | 13.7 | 221 | 686.6824 |  |  |  | West | 0.6 | 0.3 | 0.9 | 0.6 | 13.7 | 221 | 686.6824
North | 0.6 | 0.3 | 0.9 | 0.72 |  | 115 |  |  |  |  | North | 0.6 | 0.3 | 0.9 | 0.6 |  | 115 |  |  |  |  | North | 0.6 | 0.3 | 0.9 | 0.6 |  | 115 |  |  |  |  | North | 0.6 | 0.3 | 0.9 | 0.6 |  | 115 |  |  |  |  | North | 0.6 | 0.3 | 0.9 | 0.6 |  | 115 |  |  |  |  | North | 0.6 | 0.3 | 0.9 | 0.6 |  | 115 |  |  |  |  | North | 0.6 | 0.3 | 0.9 | 0.6 |  | 115 |  |  |  |  | North | 0.6 | 0.3 | 0.9 | 0.6 |  | 115 |  |  |  |  | North | 0.6 | 0.3 | 0.9 | 0.6 |  | 115 |  |  |  |  | North | 0.6 | 0.3 | 0.9 | 0.6 |  | 115 |  |  |  |  | North | 0.6 | 0.3 | 0.9 | 0.6 |  | 115 |  |  |  |  | North | 0.6 | 0.3 | 0.9 | 0.6 |  | 115 |  |  |  |  | North | 0.6 | 0.3 | 0.9 | 0.6 |  | 115 |  |  |  |  | North | 0.6 | 0.3 | 0.9 | 0.6 |  | 115 |  |  |  |  | North | 0.6 | 0.3 | 0.9 | 0.6 |  | 115 |  |  |  |  | North | 0.6 | 0.3 | 0.9 | 0.6 |  | 115 |  |  |  |  | North | 0.6 | 0.3 | 0.9 | 0.6 |  | 115 |  |  |  |  | North | 0.6 | 0.3 | 0.9 | 0.6 |  | 115 |  |  |  |  | North | 0.6 | 0.3 | 0.9 | 0.6 |  | 115
| Internal heat sources Qint | [5 empty] | 1779.7824 | 15.264 |  |  |  | Internal heat sources Qint | [5 empty] | 1779.7824 | 15.264 |  |  |  | Internal heat sources Qint | [5 empty] | 1779.7824 | 15.264 |  |  |  | Internal heat sources Qint | [5 empty] | 1779.7824 | 15.264 |  |  |  | Internal heat sources Qint | [5 empty] | 1779.7824 | 15.264 |  |  |  | Internal heat sources Qint | [5 empty] | 1779.7824 | 15.264 |  |  |  | Internal heat sources Qint | [5 empty] | 1779.7824 | 15.264 |  |  |  | Internal heat sources Qint | [5 empty] | 1779.7824 | 15.264 |  |  |  | Internal heat sources Qint | [5 empty] | 1779.7824 | 15.264 |  |  |  | Internal heat sources Qint | [5 empty] | 1779.7824 | 15.264 |  |  |  | Internal heat sources Qint | [5 empty] | 1779.7824 | 15.264 |  |  |  | Internal heat sources Qint | [5 empty] | 1779.7824 | 15.264 |  |  |  | Internal heat sources Qint | [5 empty] | 1779.7824 | 15.264 |  |  |  | Internal heat sources Qint | [5 empty] | 1779.7824 | 15.264 |  |  |  | Internal heat sources Qint | [5 empty] | 1779.7824 | 15.264 |  |  |  | Internal heat sources Qint | [5 empty] | 1779.7824 | 15.264 |  |  |  | Internal heat sources Qint | [5 empty] | 1779.7824 | 15.264 |  |  |  | Internal heat sources Qint | [5 empty] | 1779.7824 | 15.264 |  |  |  | Internal heat sources Qint | [5 empty] | 1779.7824 | 15.264
|  | internal heat sources | heating days | [9 empty] | internal heat sources | heating days | [9 empty] | internal heat sources | heating days | [9 empty] | internal heat sources | heating days | [9 empty] | internal heat sources | heating days | [9 empty] | internal heat sources | heating days | [9 empty] | internal heat sources | heating days | [9 empty] | internal heat sources | heating days | [9 empty] | internal heat sources | heating days | [9 empty] | internal heat sources | heating days | [9 empty] | internal heat sources | heating days | [9 empty] | internal heat sources | heating days | [9 empty] | internal heat sources | heating days | [9 empty] | internal heat sources | heating days | [9 empty] | internal heat sources | heating days | [9 empty] | internal heat sources | heating days | [9 empty] | internal heat sources | heating days | [9 empty] | internal heat sources | heating days | [9 empty] | internal heat sources | heating days
|  | ji | dhs | [9 empty] | ji | dhs | [9 empty] | ji | dhs | [9 empty] | ji | dhs | [9 empty] | ji | dhs | [9 empty] | ji | dhs | [9 empty] | ji | dhs | [9 empty] | ji | dhs | [9 empty] | ji | dhs | [9 empty] | ji | dhs | [9 empty] | ji | dhs | [9 empty] | ji | dhs | [9 empty] | ji | dhs | [9 empty] | ji | dhs | [9 empty] | ji | dhs | [9 empty] | ji | dhs | [9 empty] | ji | dhs | [9 empty] | ji | dhs | [9 empty] | ji | dhs
| kh/d | W/m² | d/a | [8 empty] | kh/d | W/m² | d/a | [8 empty] | kh/d | W/m² | d/a | [8 empty] | kh/d | W/m² | d/a | [8 empty] | kh/d | W/m² | d/a | [8 empty] | kh/d | W/m² | d/a | [8 empty] | kh/d | W/m² | d/a | [8 empty] | kh/d | W/m² | d/a | [8 empty] | kh/d | W/m² | d/a | [8 empty] | kh/d | W/m² | d/a | [8 empty] | kh/d | W/m² | d/a | [8 empty] | kh/d | W/m² | d/a | [8 empty] | kh/d | W/m² | d/a | [8 empty] | kh/d | W/m² | d/a | [8 empty] | kh/d | W/m² | d/a | [8 empty] | kh/d | W/m² | d/a | [8 empty] | kh/d | W/m² | d/a | [8 empty] | kh/d | W/m² | d/a | [8 empty] | kh/d | W/m² | d/a
| 0.024 | 3 | 212 | [8 empty] | 0.024 | 3 | 212 | [8 empty] | 0.024 | 3 | 212 | [8 empty] | 0.024 | 3 | 212 | [8 empty] | 0.024 | 3 | 212 | [8 empty] | 0.024 | 3 | 212 | [8 empty] | 0.024 | 3 | 212 | [8 empty] | 0.024 | 3 | 212 | [8 empty] | 0.024 | 3 | 212 | [8 empty] | 0.024 | 3 | 212 | [8 empty] | 0.024 | 3 | 212 | [8 empty] | 0.024 | 3 | 212 | [8 empty] | 0.024 | 3 | 212 | [8 empty] | 0.024 | 3 | 212 | [8 empty] | 0.024 | 3 | 212 | [8 empty] | 0.024 | 3 | 212 | [8 empty] | 0.024 | 3 | 212 | [8 empty] | 0.024 | 3 | 212 | [8 empty] | 0.024 | 3 | 212
| Gain utilization factor for heating | [5 empty] | 0.91828 |  |  |  |  | Gain utilization factor for heating | [5 empty] | 0.92166 |  |  |  |  | Gain utilization factor for heating | [5 empty] | 0.92152 |  |  |  |  | Gain utilization factor for heating | [5 empty] | 0.92145 |  |  |  |  | Gain utilization factor for heating | [5 empty] | 0.92164 |  |  |  |  | Gain utilization factor for heating | [5 empty] | 0.92292 |  |  |  |  | Gain utilization factor for heating | [5 empty] | 0.92145 |  |  |  |  | Gain utilization factor for heating | [5 empty] | 0.92287 |  |  |  |  | Gain utilization factor for heating | [5 empty] | 0.92304 |  |  |  |  | Gain utilization factor for heating | [5 empty] | 0.92412 |  |  |  |  | Gain utilization factor for heating | [5 empty] | 0.9242 |  |  |  |  | Gain utilization factor for heating | [5 empty] | 0.91943 |  |  |  |  | Gain utilization factor for heating | [5 empty] | 0.92276 |  |  |  |  | Gain utilization factor for heating | [5 empty] | 0.92271 |  |  |  |  | Gain utilization factor for heating | [5 empty] | 0.92298 |  |  |  |  | Gain utilization factor for heating | [5 empty] | 0.92351 |  |  |  |  | Gain utilization factor for heating | [5 empty] | 0.92325 |  |  |  |  | Gain utilization factor for heating | [5 empty] | 0.92346 |  |  |  |  | Gain utilization factor for heating | [5 empty] | 0.92407
| internal heat capacity per m² AC,ref | [5 empty] | 45 |  |  |  |  | internal heat capacity per m² AC,ref | [5 empty] | 45 |  |  |  |  | internal heat capacity per m² AC,ref | [5 empty] | 45 |  |  |  |  | internal heat capacity per m² AC,ref | [5 empty] | 45 |  |  |  |  | internal heat capacity per m² AC,ref | [5 empty] | 45 |  |  |  |  | internal heat capacity per m² AC,ref | [5 empty] | 45 |  |  |  |  | internal heat capacity per m² AC,ref | [5 empty] | 45 |  |  |  |  | internal heat capacity per m² AC,ref | [5 empty] | 45 |  |  |  |  | internal heat capacity per m² AC,ref | [5 empty] | 45 |  |  |  |  | internal heat capacity per m² AC,ref | [5 empty] | 45 |  |  |  |  | internal heat capacity per m² AC,ref | [5 empty] | 45 |  |  |  |  | internal heat capacity per m² AC,ref | [5 empty] | 45 |  |  |  |  | internal heat capacity per m² AC,ref | [5 empty] | 45 |  |  |  |  | internal heat capacity per m² AC,ref | [5 empty] | 45 |  |  |  |  | internal heat capacity per m² AC,ref | [5 empty] | 45 |  |  |  |  | internal heat capacity per m² AC,ref | [5 empty] | 45 |  |  |  |  | internal heat capacity per m² AC,ref | [5 empty] | 45 |  |  |  |  | internal heat capacity per m² AC,ref | [5 empty] | 45 |  |  |  |  | internal heat capacity per m² AC,ref | [5 empty] | 45
| time constant of the building T | [5 empty] | 12.0243 |  |  |  |  | time constant of the building T | [5 empty] | 41.5495 |  |  |  |  | time constant of the building T | [5 empty] | 21.8011 |  |  |  |  | time constant of the building T | [5 empty] | 22.0776 |  |  |  |  | time constant of the building T | [5 empty] | 21.3189 |  |  |  |  | time constant of the building T | [5 empty] | 16.6531 |  |  |  |  | time constant of the building T | [5 empty] | 22.0776 |  |  |  |  | time constant of the building T | [5 empty] | 16.8139 |  |  |  |  | time constant of the building T | [5 empty] | 17.2575 |  |  |  |  | time constant of the building T | [5 empty] | 14.067 |  |  |  |  | time constant of the building T | [5 empty] | 13.8647 |  |  |  |  | time constant of the building T | [5 empty] | 29.0098 |  |  |  |  | time constant of the building T | [5 empty] | 18.2566 |  |  |  |  | time constant of the building T | [5 empty] | 18.467 |  |  |  |  | time constant of the building T | [5 empty] | 17.464 |  |  |  |  | time constant of the building T | [5 empty] | 15.7516 |  |  |  |  | time constant of the building T | [5 empty] | 16.563 |  |  |  |  | time constant of the building T | [5 empty] | 15.908 |  |  |  |  | time constant of the building T | [5 empty] | 14.1816
| parameter aH | [5 empty] | 1.2008 |  |  |  |  | parameter aH | [5 empty] | 2.185 |  |  |  |  | parameter aH | [5 empty] | 1.5267 |  |  |  |  | parameter aH | [5 empty] | 1.5359 |  |  |  |  | parameter aH | [5 empty] | 1.5106 |  |  |  |  | parameter aH | [5 empty] | 1.3551 |  |  |  |  | parameter aH | [5 empty] | 1.5359 |  |  |  |  | parameter aH | [5 empty] | 1.3605 |  |  |  |  | parameter aH | [5 empty] | 1.3752 |  |  |  |  | parameter aH | [5 empty] | 1.2689 |  |  |  |  | parameter aH | [5 empty] | 1.2622 |  |  |  |  | parameter aH | [5 empty] | 1.767 |  |  |  |  | parameter aH | [5 empty] | 1.4086 |  |  |  |  | parameter aH | [5 empty] | 1.4156 |  |  |  |  | parameter aH | [5 empty] | 1.3821 |  |  |  |  | parameter aH | [5 empty] | 1.3251 |  |  |  |  | parameter aH | [5 empty] | 1.3521 |  |  |  |  | parameter aH | [5 empty] | 1.3303 |  |  |  |  | parameter aH | [5 empty] | 1.2727
| heat balance ratio for the heating mode | [5 empty] | 0.13921 |  |  |  |  | heat balance ratio for the heating mode | [5 empty] | 0.37967 |  |  |  |  | heat balance ratio for the heating mode | [5 empty] | 0.21884 |  |  |  |  | heat balance ratio for the heating mode | [5 empty] | 0.2214 |  |  |  |  | heat balance ratio for the heating mode | [5 empty] | 0.21438 |  |  |  |  | heat balance ratio for the heating mode | [5 empty] | 0.1713 |  |  |  |  | heat balance ratio for the heating mode | [5 empty] | 0.2214 |  |  |  |  | heat balance ratio for the heating mode | [5 empty] | 0.17278 |  |  |  |  | heat balance ratio for the heating mode | [5 empty] | 0.17629 |  |  |  |  | heat balance ratio for the heating mode | [5 empty] | 0.14704 |  |  |  |  | heat balance ratio for the heating mode | [5 empty] | 0.1452 |  |  |  |  | heat balance ratio for the heating mode | [5 empty] | 0.28566 |  |  |  |  | heat balance ratio for the heating mode | [5 empty] | 0.18548 |  |  |  |  | heat balance ratio for the heating mode | [5 empty] | 0.18741 |  |  |  |  | heat balance ratio for the heating mode | [5 empty] | 0.17819 |  |  |  |  | heat balance ratio for the heating mode | [5 empty] | 0.16246 |  |  |  |  | heat balance ratio for the heating mode | [5 empty] | 0.16991 |  |  |  |  | heat balance ratio for the heating mode | [5 empty] | 0.1639 |  |  |  |  | heat balance ratio for the heating mode | [5 empty] | 0.14809
| Energy need for heating QH,nd | [5 empty] | 21569.2955 | 184.9854 |  |  |  | Energy need for heating QH,nd | [5 empty] | 5420.1323 | 46.4848 |  |  |  | Energy need for heating QH,nd | [5 empty] | 11547.9339 | 99.0389 |  |  |  | Energy need for heating QH,nd | [5 empty] | 11380.9753 | 97.607 |  |  |  | Energy need for heating QH,nd | [5 empty] | 11848.6459 | 101.6179 |  |  |  | Energy need for heating QH,nd | [5 empty] | 15558.2684 | 133.4328 |  |  |  | Energy need for heating QH,nd | [5 empty] | 11380.9753 | 97.607 |  |  |  | Energy need for heating QH,nd | [5 empty] | 15399.9804 | 132.0753 |  |  |  | Energy need for heating QH,nd | [5 empty] | 15034.8065 | 128.9435 |  |  |  | Energy need for heating QH,nd | [5 empty] | 18602.7023 | 159.5429 |  |  |  | Energy need for heating QH,nd | [5 empty] | 18876.5196 | 161.8912 |  |  |  | Energy need for heating QH,nd | [5 empty] | 8170.9545 | 70.0768 |  |  |  | Energy need for heating QH,nd | [5 empty] | 14146.1481 | 121.322 |  |  |  | Energy need for heating QH,nd | [5 empty] | 13970.0355 | 119.8116 |  |  |  | Energy need for heating QH,nd | [5 empty] | 14843.6995 | 127.3045 |  |  |  | Energy need for heating QH,nd | [5 empty] | 16561.2478 | 142.0347 |  |  |  | Energy need for heating QH,nd | [5 empty] | 15708.2947 | 134.7195 |  |  |  | Energy need for heating QH,nd | [5 empty] | 16390.9496 | 140.5742 |  |  |  | Energy need for heating QH,nd | [5 empty] | 18450.6244 | 158.2386
| Qht – hh,gn × (Qsol + Qint) | [7 empty] | 13.152 | [10 empty] | 3.305 | [10 empty] | 7.0414 | [10 empty] | 6.9396 | [10 empty] | 7.2248 | [10 empty] | 9.4867 | [10 empty] | 6.9396 | [10 empty] | 9.3902 | [10 empty] | 9.1676 | [10 empty] | 11.3431 | [10 empty] | 11.5101 | [10 empty] | 4.9823 | [10 empty] | 8.6257 | [10 empty] | 8.5183 | [10 empty] | 9.051 | [10 empty] | 10.0983 | [10 empty] | 9.5782 | [10 empty] | 9.9945 | [10 empty] | 11.2504
Energy balance calculation - System Performance | [11 empty] | Energy balance calculation - System Performance | [10 empty] | Energy balance calculation - System Performance | [10 empty] | Energy balance calculation - System Performance | [10 empty] | Energy balance calculation - System Performance | [10 empty] | Energy balance calculation - System Performance | [10 empty] | Energy balance calculation - System Performance | [10 empty] | Energy balance calculation - System Performance | [10 empty] | Energy balance calculation - System Performance | [10 empty] | Energy balance calculation - System Performance | [10 empty] | Energy balance calculation - System Performance | [10 empty] | Energy balance calculation - System Performance | [10 empty] | Energy balance calculation - System Performance | [10 empty] | Energy balance calculation - System Performance | [10 empty] | Energy balance calculation - System Performance | [10 empty] | Energy balance calculation - System Performance | [10 empty] | Energy balance calculation - System Performance | [10 empty] | Energy balance calculation - System Performance | [10 empty] | Energy balance calculation - System Performance
| Space heating system | [11 empty] | Space heating system | [10 empty] | Space heating system | [10 empty] | Space heating system | [10 empty] | Space heating system | [10 empty] | Space heating system | [10 empty] | Space heating system | [10 empty] | Space heating system | [10 empty] | Space heating system | [10 empty] | Space heating system | [10 empty] | Space heating system | [10 empty] | Space heating system | [10 empty] | Space heating system | [10 empty] | Space heating system | [10 empty] | Space heating system | [10 empty] | Space heating system | [10 empty] | Space heating system | [10 empty] | Space heating system | [10 empty] | Space heating system
| energy need space heating | – usable contribution of hot water system | – usable contrib. of vent. heat recovery | + losses distribution and heat emission | + losses storage | heat generator output | [6 empty] | energy need space heating | – usable contribution of hot water system | – usable contrib. of vent. heat recovery | + losses distribution and heat emission | + losses storage | heat generator output | [5 empty] | energy need space heating | – usable contribution of hot water system | – usable contrib. of vent. heat recovery | + losses distribution and heat emission | + losses storage | heat generator output | [5 empty] | energy need space heating | – usable contribution of hot water system | – usable contrib. of vent. heat recovery | + losses distribution and heat emission | + losses storage | heat generator output | [5 empty] | energy need space heating | – usable contribution of hot water system | – usable contrib. of vent. heat recovery | + losses distribution and heat emission | + losses storage | heat generator output | [5 empty] | energy need space heating | – usable contribution of hot water system | – usable contrib. of vent. heat recovery | + losses distribution and heat emission | + losses storage | heat generator output | [5 empty] | energy need space heating | – usable contribution of hot water system | – usable contrib. of vent. heat recovery | + losses distribution and heat emission | + losses storage | heat generator output | [5 empty] | energy need space heating | – usable contribution of hot water system | – usable contrib. of vent. heat recovery | + losses distribution and heat emission | + losses storage | heat generator output | [5 empty] | energy need space heating | – usable contribution of hot water system | – usable contrib. of vent. heat recovery | + losses distribution and heat emission | + losses storage | heat generator output | [5 empty] | energy need space heating | – usable contribution of hot water system | – usable contrib. of vent. heat recovery | + losses distribution and heat emission | + losses storage | heat generator output | [5 empty] | energy need space heating | – usable contribution of hot water system | – usable contrib. of vent. heat recovery | + losses distribution and heat emission | + losses storage | heat generator output | [5 empty] | energy need space heating | – usable contribution of hot water system | – usable contrib. of vent. heat recovery | + losses distribution and heat emission | + losses storage | heat generator output | [5 empty] | energy need space heating | – usable contribution of hot water system | – usable contrib. of vent. heat recovery | + losses distribution and heat emission | + losses storage | heat generator output | [5 empty] | energy need space heating | – usable contribution of hot water system | – usable contrib. of vent. heat recovery | + losses distribution and heat emission | + losses storage | heat generator output | [5 empty] | energy need space heating | – usable contribution of hot water system | – usable contrib. of vent. heat recovery | + losses distribution and heat emission | + losses storage | heat generator output | [5 empty] | energy need space heating | – usable contribution of hot water system | – usable contrib. of vent. heat recovery | + losses distribution and heat emission | + losses storage | heat generator output | [5 empty] | energy need space heating | – usable contribution of hot water system | – usable contrib. of vent. heat recovery | + losses distribution and heat emission | + losses storage | heat generator output | [5 empty] | energy need space heating | – usable contribution of hot water system | – usable contrib. of vent. heat recovery | + losses distribution and heat emission | + losses storage | heat generator output | [5 empty] | energy need space heating | – usable contribution of hot water system | – usable contrib. of vent. heat recovery | + losses distribution and heat emission | + losses storage | heat generator output
| qnd,h | hh,gn · qw,h | hh,gn · qve,h,rec | qd,h | qs,h | qg,h,out = qnd,h - qw,h - qve,h,rec + qd,h + qs,h | [6 empty] | qnd,h | hh,gn · qw,h | hh,gn · qve,h,rec | qd,h | qs,h | qg,h,out = qnd,h - qw,h - qve,h,rec + qd,h + qs,h | [5 empty] | qnd,h | hh,gn · qw,h | hh,gn · qve,h,rec | qd,h | qs,h | qg,h,out = qnd,h - qw,h - qve,h,rec + qd,h + qs,h | [5 empty] | qnd,h | hh,gn · qw,h | hh,gn · qve,h,rec | qd,h | qs,h | qg,h,out = qnd,h - qw,h - qve,h,rec + qd,h + qs,h | [5 empty] | qnd,h | hh,gn · qw,h | hh,gn · qve,h,rec | qd,h | qs,h | qg,h,out = qnd,h - qw,h - qve,h,rec + qd,h + qs,h | [5 empty] | qnd,h | hh,gn · qw,h | hh,gn · qve,h,rec | qd,h | qs,h | qg,h,out = qnd,h - qw,h - qve,h,rec + qd,h + qs,h | [5 empty] | qnd,h | hh,gn · qw,h | hh,gn · qve,h,rec | qd,h | qs,h | qg,h,out = qnd,h - qw,h - qve,h,rec + qd,h + qs,h | [5 empty] | qnd,h | hh,gn · qw,h | hh,gn · qve,h,rec | qd,h | qs,h | qg,h,out = qnd,h - qw,h - qve,h,rec + qd,h + qs,h | [5 empty] | qnd,h | hh,gn · qw,h | hh,gn · qve,h,rec | qd,h | qs,h | qg,h,out = qnd,h - qw,h - qve,h,rec + qd,h + qs,h | [5 empty] | qnd,h | hh,gn · qw,h | hh,gn · qve,h,rec | qd,h | qs,h | qg,h,out = qnd,h - qw,h - qve,h,rec + qd,h + qs,h | [5 empty] | qnd,h | hh,gn · qw,h | hh,gn · qve,h,rec | qd,h | qs,h | qg,h,out = qnd,h - qw,h - qve,h,rec + qd,h + qs,h | [5 empty] | qnd,h | hh,gn · qw,h | hh,gn · qve,h,rec | qd,h | qs,h | qg,h,out = qnd,h - qw,h - qve,h,rec + qd,h + qs,h | [5 empty] | qnd,h | hh,gn · qw,h | hh,gn · qve,h,rec | qd,h | qs,h | qg,h,out = qnd,h - qw,h - qve,h,rec + qd,h + qs,h | [5 empty] | qnd,h | hh,gn · qw,h | hh,gn · qve,h,rec | qd,h | qs,h | qg,h,out = qnd,h - qw,h - qve,h,rec + qd,h + qs,h | [5 empty] | qnd,h | hh,gn · qw,h | hh,gn · qve,h,rec | qd,h | qs,h | qg,h,out = qnd,h - qw,h - qve,h,rec + qd,h + qs,h | [5 empty] | qnd,h | hh,gn · qw,h | hh,gn · qve,h,rec | qd,h | qs,h | qg,h,out = qnd,h - qw,h - qve,h,rec + qd,h + qs,h | [5 empty] | qnd,h | hh,gn · qw,h | hh,gn · qve,h,rec | qd,h | qs,h | qg,h,out = qnd,h - qw,h - qve,h,rec + qd,h + qs,h | [5 empty] | qnd,h | hh,gn · qw,h | hh,gn · qve,h,rec | qd,h | qs,h | qg,h,out = qnd,h - qw,h - qve,h,rec + qd,h + qs,h | [5 empty] | qnd,h | hh,gn · qw,h | hh,gn · qve,h,rec | qd,h | qs,h | qg,h,out = qnd,h - qw,h - qve,h,rec + qd,h + qs,h
| kWh/(m²a) | kWh/(m²a) | kWh/(m²a) | kWh/(m²a) | kWh/(m²a) | kWh/(m²a) | [6 empty] | kWh/(m²a) | kWh/(m²a) | kWh/(m²a) | kWh/(m²a) | kWh/(m²a) | kWh/(m²a) | [5 empty] | kWh/(m²a) | kWh/(m²a) | kWh/(m²a) | kWh/(m²a) | kWh/(m²a) | kWh/(m²a) | [5 empty] | kWh/(m²a) | kWh/(m²a) | kWh/(m²a) | kWh/(m²a) | kWh/(m²a) | kWh/(m²a) | [5 empty] | kWh/(m²a) | kWh/(m²a) | kWh/(m²a) | kWh/(m²a) | kWh/(m²a) | kWh/(m²a) | [5 empty] | kWh/(m²a) | kWh/(m²a) | kWh/(m²a) | kWh/(m²a) | kWh/(m²a) | kWh/(m²a) | [5 empty] | kWh/(m²a) | kWh/(m²a) | kWh/(m²a) | kWh/(m²a) | kWh/(m²a) | kWh/(m²a) | [5 empty] | kWh/(m²a) | kWh/(m²a) | kWh/(m²a) | kWh/(m²a) | kWh/(m²a) | kWh/(m²a) | [5 empty] | kWh/(m²a) | kWh/(m²a) | kWh/(m²a) | kWh/(m²a) | kWh/(m²a) | kWh/(m²a) | [5 empty] | kWh/(m²a) | kWh/(m²a) | kWh/(m²a) | kWh/(m²a) | kWh/(m²a) | kWh/(m²a) | [5 empty] | kWh/(m²a) | kWh/(m²a) | kWh/(m²a) | kWh/(m²a) | kWh/(m²a) | kWh/(m²a) | [5 empty] | kWh/(m²a) | kWh/(m²a) | kWh/(m²a) | kWh/(m²a) | kWh/(m²a) | kWh/(m²a) | [5 empty] | kWh/(m²a) | kWh/(m²a) | kWh/(m²a) | kWh/(m²a) | kWh/(m²a) | kWh/(m²a) | [5 empty] | kWh/(m²a) | kWh/(m²a) | kWh/(m²a) | kWh/(m²a) | kWh/(m²a) | kWh/(m²a) | [5 empty] | kWh/(m²a) | kWh/(m²a) | kWh/(m²a) | kWh/(m²a) | kWh/(m²a) | kWh/(m²a) | [5 empty] | kWh/(m²a) | kWh/(m²a) | kWh/(m²a) | kWh/(m²a) | kWh/(m²a) | kWh/(m²a) | [5 empty] | kWh/(m²a) | kWh/(m²a) | kWh/(m²a) | kWh/(m²a) | kWh/(m²a) | kWh/(m²a) | [5 empty] | kWh/(m²a) | kWh/(m²a) | kWh/(m²a) | kWh/(m²a) | kWh/(m²a) | kWh/(m²a) | [5 empty] | kWh/(m²a) | kWh/(m²a) | kWh/(m²a) | kWh/(m²a) | kWh/(m²a) | kWh/(m²a)
| 184.9854 | 1.1 | 0 | 6.5 | 0 | 190.3854 | [6 empty] | 46.4848 | 1.1 | 0 | 6.5 | 0 | 51.8848 | [5 empty] | 99.0389 | 0.75779 | 0 | 6.5 | 0 | 104.7811 | [5 empty] | 97.607 | 0.75779 | 24.1927 | 6.5 | 0 | 79.1565 | [5 empty] | 101.6179 | 1.1 | 0 | 6.5 | 0 | 107.0179 | [5 empty] | 133.4328 | 1.1 | 0 | 6.5 | 0 | 138.8328 | [5 empty] | 97.607 | 1.1 | 0 | 6.5 | 0 | 103.007 | [5 empty] | 132.0753 | 0.75779 | 0 | 6.5 | 0 | 137.8175 | [5 empty] | 128.9435 | 0.75779 | 27.7085 | 6.5 | 0 | 106.9772 | [5 empty] | 159.5429 | 1.1 | 0 | 6.5 | 0 | 164.9429 | [5 empty] | 161.8912 | 1.1 | 0 | 6.5 | 0 | 167.2912 | [5 empty] | 70.0768 | 1.1 | 0 | 6.5 | 0 | 75.4768 | [5 empty] | 121.322 | 0.75779 | 0 | 6.5 | 0 | 127.0642 | [5 empty] | 119.8116 | 0.75779 | 27.8906 | 6.5 | 0 | 97.6633 | [5 empty] | 127.3045 | 1.1 | 0 | 6.5 | 0 | 132.7045 | [5 empty] | 142.0347 | 1.1 | 0 | 6.5 | 0 | 147.4347 | [5 empty] | 134.7195 | 1.1 | 0 | 6.5 | 0 | 140.1195 | [5 empty] | 140.5742 | 0.75779 | 0 | 6.5 | 0 | 146.3164 | [5 empty] | 158.2386 | 0.75779 | 27.1055 | 6.5 | 0 | 136.8754
| Gain utilisation factor (heating contributions from DHW and vent. system) |  |  |  |  | 1 | [6 empty] | Gain utilisation factor (heating contributions from DHW and vent. system) |  |  |  |  | 1 | [5 empty] | Gain utilisation factor (heating contributions from DHW and vent. system) |  |  |  |  | 0.83 | [5 empty] | Gain utilisation factor (heating contributions from DHW and vent. system) |  |  |  |  | 0.83 | [5 empty] | Gain utilisation factor (heating contributions from DHW and vent. system) |  |  |  |  | 1 | [5 empty] | Gain utilisation factor (heating contributions from DHW and vent. system) |  |  |  |  | 1 | [5 empty] | Gain utilisation factor (heating contributions from DHW and vent. system) |  |  |  |  | 1 | [5 empty] | Gain utilisation factor (heating contributions from DHW and vent. system) |  |  |  |  | 0.83 | [5 empty] | Gain utilisation factor (heating contributions from DHW and vent. system) |  |  |  |  | 0.83 | [5 empty] | Gain utilisation factor (heating contributions from DHW and vent. system) |  |  |  |  | 1 | [5 empty] | Gain utilisation factor (heating contributions from DHW and vent. system) |  |  |  |  | 1 | [5 empty] | Gain utilisation factor (heating contributions from DHW and vent. system) |  |  |  |  | 1 | [5 empty] | Gain utilisation factor (heating contributions from DHW and vent. system) |  |  |  |  | 0.83 | [5 empty] | Gain utilisation factor (heating contributions from DHW and vent. system) |  |  |  |  | 0.83 | [5 empty] | Gain utilisation factor (heating contributions from DHW and vent. system) |  |  |  |  | 1 | [5 empty] | Gain utilisation factor (heating contributions from DHW and vent. system) |  |  |  |  | 1 | [5 empty] | Gain utilisation factor (heating contributions from DHW and vent. system) |  |  |  |  | 1 | [5 empty] | Gain utilisation factor (heating contributions from DHW and vent. system) |  |  |  |  | 0.83 | [5 empty] | Gain utilisation factor (heating contributions from DHW and vent. system) |  |  |  |  | 0.83
|  | DHW recoverable for SH |  |  |  | 1.1 | [7 empty] | DHW recoverable for SH |  |  |  | 1.1 | [6 empty] | DHW recoverable for SH |  |  |  | 0.913 | [6 empty] | DHW recoverable for SH |  |  |  | 0.913 | [6 empty] | DHW recoverable for SH |  |  |  | 1.1 | [6 empty] | DHW recoverable for SH |  |  |  | 1.1 | [6 empty] | DHW recoverable for SH |  |  |  | 1.1 | [6 empty] | DHW recoverable for SH |  |  |  | 0.913 | [6 empty] | DHW recoverable for SH |  |  |  | 0.913 | [6 empty] | DHW recoverable for SH |  |  |  | 1.1 | [6 empty] | DHW recoverable for SH |  |  |  | 1.1 | [6 empty] | DHW recoverable for SH |  |  |  | 1.1 | [6 empty] | DHW recoverable for SH |  |  |  | 0.913 | [6 empty] | DHW recoverable for SH |  |  |  | 0.913 | [6 empty] | DHW recoverable for SH |  |  |  | 1.1 | [6 empty] | DHW recoverable for SH |  |  |  | 1.1 | [6 empty] | DHW recoverable for SH |  |  |  | 1.1 | [6 empty] | DHW recoverable for SH |  |  |  | 0.913 | [6 empty] | DHW recoverable for SH |  |  |  | 0.913
|  |  | Ventilation heat recovery | [11 empty] | Ventilation heat recovery | [10 empty] | Ventilation heat recovery | [10 empty] | Ventilation heat recovery | [10 empty] | Ventilation heat recovery | [10 empty] | Ventilation heat recovery | [10 empty] | Ventilation heat recovery | [10 empty] | Ventilation heat recovery | [10 empty] | Ventilation heat recovery | [10 empty] | Ventilation heat recovery | [10 empty] | Ventilation heat recovery | [10 empty] | Ventilation heat recovery | [10 empty] | Ventilation heat recovery | [10 empty] | Ventilation heat recovery | [10 empty] | Ventilation heat recovery | [10 empty] | Ventilation heat recovery | [10 empty] | Ventilation heat recovery | [10 empty] | Ventilation heat recovery | [10 empty] | Ventilation heat recovery
|  |  |  | qve,h,rec | kWh/(m²a) | 0 | [9 empty] | qve,h,rec | kWh/(m²a) | 0 | [8 empty] | qve,h,rec | kWh/(m²a) | 0 | [8 empty] | qve,h,rec | kWh/(m²a) | 29.1479 | [8 empty] | qve,h,rec | kWh/(m²a) | 0 | [8 empty] | qve,h,rec | kWh/(m²a) | 0 | [8 empty] | qve,h,rec | kWh/(m²a) | 0 | [8 empty] | qve,h,rec | kWh/(m²a) | 0 | [8 empty] | qve,h,rec | kWh/(m²a) | 33.3837 | [8 empty] | qve,h,rec | kWh/(m²a) | 0 | [8 empty] | qve,h,rec | kWh/(m²a) | 0 | [8 empty] | qve,h,rec | kWh/(m²a) | 0 | [8 empty] | qve,h,rec | kWh/(m²a) | 0 | [8 empty] | qve,h,rec | kWh/(m²a) | 33.6031 | [8 empty] | qve,h,rec | kWh/(m²a) | 0 | [8 empty] | qve,h,rec | kWh/(m²a) | 0 | [8 empty] | qve,h,rec | kWh/(m²a) | 0 | [8 empty] | qve,h,rec | kWh/(m²a) | 0 | [8 empty] | qve,h,rec | kWh/(m²a) | 32.6572
|  |  |  | hve,rec | % | 0 | [9 empty] | hve,rec | % | 0 | [8 empty] | hve,rec | % | 0 | [8 empty] | hve,rec | % | 0.95 | [8 empty] | hve,rec | % | 0 | [8 empty] | hve,rec | % | 0 | [8 empty] | hve,rec | % | 0 | [8 empty] | hve,rec | % | 0 | [8 empty] | hve,rec | % | 0.95 | [8 empty] | hve,rec | % | 0 | [8 empty] | hve,rec | % | 0 | [8 empty] | hve,rec | % | 0 | [8 empty] | hve,rec | % | 0 | [8 empty] | hve,rec | % | 0.95 | [8 empty] | hve,rec | % | 0 | [8 empty] | hve,rec | % | 0 | [8 empty] | hve,rec | % | 0 | [8 empty] | hve,rec | % | 0 | [8 empty] | hve,rec | % | 0.95
|  |  |  | qht,ve | kWh/(m²a) | 40.3 | [9 empty] | qht,ve | kWh/(m²a) | 42.7 | [8 empty] | qht,ve | kWh/(m²a) | 28.4 | [8 empty] | qht,ve | kWh/(m²a) | 30.682 | [8 empty] | qht,ve | kWh/(m²a) | 42.7 | [8 empty] | qht,ve | kWh/(m²a) | 42.7 | [8 empty] | qht,ve | kWh/(m²a) | 42.7 | [8 empty] | qht,ve | kWh/(m²a) | 28.4 | [8 empty] | qht,ve | kWh/(m²a) | 35.1407 | [8 empty] | qht,ve | kWh/(m²a) | 42.7 | [8 empty] | qht,ve | kWh/(m²a) | 42.7 | [8 empty] | qht,ve | kWh/(m²a) | 42.7 | [8 empty] | qht,ve | kWh/(m²a) | 28.4 | [8 empty] | qht,ve | kWh/(m²a) | 35.3717 | [8 empty] | qht,ve | kWh/(m²a) | 42.7 | [8 empty] | qht,ve | kWh/(m²a) | 42.7 | [8 empty] | qht,ve | kWh/(m²a) | 42.7 | [8 empty] | qht,ve | kWh/(m²a) | 28.4 | [8 empty] | qht,ve | kWh/(m²a) | 34.376
| Energyware for space heating |  | share | expenditure factor | delivered energy | CHP: expenditure factor electricity | electricity production | [5 empty] | Energyware for space heating |  | share | expenditure factor | delivered energy | CHP: expenditure factor electricity | electricity production |  |  |  |  | Energyware for space heating |  | share | expenditure factor | delivered energy | CHP: expenditure factor electricity | electricity production |  |  |  |  | Energyware for space heating |  | share | expenditure factor | delivered energy | CHP: expenditure factor electricity | electricity production |  |  |  |  | Energyware for space heating |  | share | expenditure factor | delivered energy | CHP: expenditure factor electricity | electricity production |  |  |  |  | Energyware for space heating |  | share | expenditure factor | delivered energy | CHP: expenditure factor electricity | electricity production |  |  |  |  | Energyware for space heating |  | share | expenditure factor | delivered energy | CHP: expenditure factor electricity | electricity production |  |  |  |  | Energyware for space heating |  | share | expenditure factor | delivered energy | CHP: expenditure factor electricity | electricity production |  |  |  |  | Energyware for space heating |  | share | expenditure factor | delivered energy | CHP: expenditure factor electricity | electricity production |  |  |  |  | Energyware for space heating |  | share | expenditure factor | delivered energy | CHP: expenditure factor electricity | electricity production |  |  |  |  | Energyware for space heating |  | share | expenditure factor | delivered energy | CHP: expenditure factor electricity | electricity production |  |  |  |  | Energyware for space heating |  | share | expenditure factor | delivered energy | CHP: expenditure factor electricity | electricity production |  |  |  |  | Energyware for space heating |  | share | expenditure factor | delivered energy | CHP: expenditure factor electricity | electricity production |  |  |  |  | Energyware for space heating |  | share | expenditure factor | delivered energy | CHP: expenditure factor electricity | electricity production |  |  |  |  | Energyware for space heating |  | share | expenditure factor | delivered energy | CHP: expenditure factor electricity | electricity production |  |  |  |  | Energyware for space heating |  | share | expenditure factor | delivered energy | CHP: expenditure factor electricity | electricity production |  |  |  |  | Energyware for space heating |  | share | expenditure factor | delivered energy | CHP: expenditure factor electricity | electricity production |  |  |  |  | Energyware for space heating |  | share | expenditure factor | delivered energy | CHP: expenditure factor electricity | electricity production |  |  |  |  | Energyware for space heating |  | share | expenditure factor | delivered energy | CHP: expenditure factor electricity | electricity production
|  |  | and,h,i | eg,h,i | qdel,h,i | eg,el,h,i | qprod,el,h,i | [7 empty] | and,h,i | eg,h,i | qdel,h,i | eg,el,h,i | qprod,el,h,i | [6 empty] | and,h,i | eg,h,i | qdel,h,i | eg,el,h,i | qprod,el,h,i | [6 empty] | and,h,i | eg,h,i | qdel,h,i | eg,el,h,i | qprod,el,h,i | [6 empty] | and,h,i | eg,h,i | qdel,h,i | eg,el,h,i | qprod,el,h,i | [6 empty] | and,h,i | eg,h,i | qdel,h,i | eg,el,h,i | qprod,el,h,i | [6 empty] | and,h,i | eg,h,i | qdel,h,i | eg,el,h,i | qprod,el,h,i | [6 empty] | and,h,i | eg,h,i | qdel,h,i | eg,el,h,i | qprod,el,h,i | [6 empty] | and,h,i | eg,h,i | qdel,h,i | eg,el,h,i | qprod,el,h,i | [6 empty] | and,h,i | eg,h,i | qdel,h,i | eg,el,h,i | qprod,el,h,i | [6 empty] | and,h,i | eg,h,i | qdel,h,i | eg,el,h,i | qprod,el,h,i | [6 empty] | and,h,i | eg,h,i | qdel,h,i | eg,el,h,i | qprod,el,h,i | [6 empty] | and,h,i | eg,h,i | qdel,h,i | eg,el,h,i | qprod,el,h,i | [6 empty] | and,h,i | eg,h,i | qdel,h,i | eg,el,h,i | qprod,el,h,i | [6 empty] | and,h,i | eg,h,i | qdel,h,i | eg,el,h,i | qprod,el,h,i | [6 empty] | and,h,i | eg,h,i | qdel,h,i | eg,el,h,i | qprod,el,h,i | [6 empty] | and,h,i | eg,h,i | qdel,h,i | eg,el,h,i | qprod,el,h,i | [6 empty] | and,h,i | eg,h,i | qdel,h,i | eg,el,h,i | qprod,el,h,i | [6 empty] | and,h,i | eg,h,i | qdel,h,i | eg,el,h,i | qprod,el,h,i
1 | Gas heat generator |  | 100% | 1.05 | 199.9047 | 0 | 0 |  |  |  |  | 1 | Gas heat generator |  | 100% | 1.05 | 54.4791 | 0 | 0 |  |  |  | 1 | Heat pump air source |  | 100% | 0.45 | 47.1515 | 0 | 0 |  |  |  | 1 | Heat pump air source |  | 100% | 0.45 | 35.6204 | 0 | 0 |  |  |  | 1 | Gas heat generator |  | 100% | 1.05 | 112.3688 | 0 | 0 |  |  |  | 1 | Gas heat generator |  | 100% | 1.05 | 145.7745 | 0 | 0 |  |  |  | 1 | Gas heat generator |  | 100% | 1.05 | 108.1573 | 0 | 0 |  |  |  | 1 | Heat pump air source |  | 100% | 0.45 | 62.0179 | 0 | 0 |  |  |  | 1 | Heat pump air source |  | 100% | 0.45 | 48.1397 | 0 | 0 |  |  |  | 1 | Gas heat generator |  | 100% | 1.05 | 173.19 | 0 | 0 |  |  |  | 1 | Gas heat generator |  | 100% | 1.05 | 175.6558 | 0 | 0 |  |  |  | 1 | Gas heat generator |  | 100% | 1.05 | 79.2506 | 0 | 0 |  |  |  | 1 | Heat pump air source |  | 100% | 0.45 | 57.1789 | 0 | 0 |  |  |  | 1 | Heat pump air source |  | 100% | 0.45 | 43.9485 | 0 | 0 |  |  |  | 1 | Gas heat generator |  | 100% | 1.05 | 139.3397 | 0 | 0 |  |  |  | 1 | Gas heat generator |  | 100% | 1.05 | 154.8065 | 0 | 0 |  |  |  | 1 | Gas heat generator |  | 100% | 1.05 | 147.1255 | 0 | 0 |  |  |  | 1 | Heat pump air source |  | 100% | 0.45 | 65.8424 | 0 | 0 |  |  |  | 1 | Heat pump air source |  | 100% | 0.45 | 61.5939 | 0 | 0
2 |  |  | 0 | [8 empty] | 2 |  |  | 0 | [7 empty] | 2 |  |  | 0 | [7 empty] | 2 |  |  | 0 | [7 empty] | 2 |  |  | 0 | [7 empty] | 2 |  |  | 0 | [7 empty] | 2 |  |  | 0 | [7 empty] | 2 |  |  | 0 | [7 empty] | 2 |  |  | 0 | [7 empty] | 2 |  |  | 0 | [7 empty] | 2 |  |  | 0 | [7 empty] | 2 |  |  | 0 | [7 empty] | 2 |  |  | 0 | [7 empty] | 2 |  |  | 0 | [7 empty] | 2 |  |  | 0 | [7 empty] | 2 |  |  | 0 | [7 empty] | 2 |  |  | 0 | [7 empty] | 2 |  |  | 0 | [7 empty] | 2 |  |  | 0
3 | [11 empty] | 3 | [10 empty] | 3 | [10 empty] | 3 | [10 empty] | 3 | [10 empty] | 3 | [10 empty] | 3 | [10 empty] | 3 | [10 empty] | 3 | [10 empty] | 3 | [10 empty] | 3 | [10 empty] | 3 | [10 empty] | 3 | [10 empty] | 3 | [10 empty] | 3 | [10 empty] | 3 | [10 empty] | 3 | [10 empty] | 3 | [10 empty] | 3
| Auxiliary energy (El) |  |  |  | 6.3 | [7 empty] | Auxiliary energy | [10 empty] | Auxiliary energy | [10 empty] | Auxiliary energy | [10 empty] | Auxiliary energy | [10 empty] | Auxiliary energy | [10 empty] | Auxiliary energy | [10 empty] | Auxiliary energy | [10 empty] | Auxiliary energy | [10 empty] | Auxiliary energy | [10 empty] | Auxiliary energy | [10 empty] | Auxiliary energy | [10 empty] | Auxiliary energy | [10 empty] | Auxiliary energy | [10 empty] | Auxiliary energy | [10 empty] | Auxiliary energy | [10 empty] | Auxiliary energy | [10 empty] | Auxiliary energy | [10 empty] | Auxiliary energy
| Heating |  |  |  | 2.8 | [7 empty] | Heating |  |  |  | 2.8 | [6 empty] | Heating |  |  |  | 2.8 | [6 empty] | Heating |  |  |  | 2.8 | [6 empty] | Heating |  |  |  | 2.8 | [6 empty] | Heating |  |  |  | 2.8 | [6 empty] | Heating |  |  |  | 2.8 | [6 empty] | Heating |  |  |  | 2.8 | [6 empty] | Heating |  |  |  | 2.8 | [6 empty] | Heating |  |  |  | 2.8 | [6 empty] | Heating |  |  |  | 2.8 | [6 empty] | Heating |  |  |  | 2.8 | [6 empty] | Heating |  |  |  | 2.8 | [6 empty] | Heating |  |  |  | 2.8 | [6 empty] | Heating |  |  |  | 2.8 | [6 empty] | Heating |  |  |  | 2.8 | [6 empty] | Heating |  |  |  | 2.8 | [6 empty] | Heating |  |  |  | 2.8 | [6 empty] | Heating |  |  |  | 2.8
| Ventilation |  |  |  | 3.5 | [7 empty] | Ventilation |  |  |  | 2.4 | [6 empty] | Ventilation |  |  |  | 4.2 | [6 empty] | Ventilation |  |  |  | 4.2 | [6 empty] | Ventilation |  |  |  | 2.4 | [6 empty] | Ventilation |  |  |  | 2.4 | [6 empty] | Ventilation |  |  |  | 2.4 | [6 empty] | Ventilation |  |  |  | 4.2 | [6 empty] | Ventilation |  |  |  | 4.2 | [6 empty] | Ventilation |  |  |  | 2.4 | [6 empty] | Ventilation |  |  |  | 2.4 | [6 empty] | Ventilation |  |  |  | 2.4 | [6 empty] | Ventilation |  |  |  | 4.2 | [6 empty] | Ventilation |  |  |  | 4.2 | [6 empty] | Ventilation |  |  |  | 2.4 | [6 empty] | Ventilation |  |  |  | 2.4 | [6 empty] | Ventilation |  |  |  | 2.4 | [6 empty] | Ventilation |  |  |  | 4.2 | [6 empty] | Ventilation |  |  |  | 4.2
| Domestic Hot Water System | [11 empty] | Domestic Hot Water System | [10 empty] | Domestic Hot Water System | [10 empty] | Domestic Hot Water System | [10 empty] | Domestic Hot Water System | [10 empty] | Domestic Hot Water System | [10 empty] | Domestic Hot Water System | [10 empty] | Domestic Hot Water System | [10 empty] | Domestic Hot Water System | [10 empty] | Domestic Hot Water System | [10 empty] | Domestic Hot Water System | [10 empty] | Domestic Hot Water System | [10 empty] | Domestic Hot Water System | [10 empty] | Domestic Hot Water System | [10 empty] | Domestic Hot Water System | [10 empty] | Domestic Hot Water System | [10 empty] | Domestic Hot Water System | [10 empty] | Domestic Hot Water System | [10 empty] | Domestic Hot Water System
| energy need space heating | + losses distribution and heat emission | + losses storage |  |  | heat generator output | [6 empty] | energy need space heating | + losses distribution and heat emission | + losses storage |  |  | heat generator output | [5 empty] | energy need space heating | + losses distribution and heat emission | + losses storage |  |  | heat generator output | [5 empty] | energy need space heating | + losses distribution and heat emission | + losses storage |  |  | heat generator output | [5 empty] | energy need space heating | + losses distribution and heat emission | + losses storage |  |  | heat generator output | [5 empty] | energy need space heating | + losses distribution and heat emission | + losses storage |  |  | heat generator output | [5 empty] | energy need space heating | + losses distribution and heat emission | + losses storage |  |  | heat generator output | [5 empty] | energy need space heating | + losses distribution and heat emission | + losses storage |  |  | heat generator output | [5 empty] | energy need space heating | + losses distribution and heat emission | + losses storage |  |  | heat generator output | [5 empty] | energy need space heating | + losses distribution and heat emission | + losses storage |  |  | heat generator output | [5 empty] | energy need space heating | + losses distribution and heat emission | + losses storage |  |  | heat generator output | [5 empty] | energy need space heating | + losses distribution and heat emission | + losses storage |  |  | heat generator output | [5 empty] | energy need space heating | + losses distribution and heat emission | + losses storage |  |  | heat generator output | [5 empty] | energy need space heating | + losses distribution and heat emission | + losses storage |  |  | heat generator output | [5 empty] | energy need space heating | + losses distribution and heat emission | + losses storage |  |  | heat generator output | [5 empty] | energy need space heating | + losses distribution and heat emission | + losses storage |  |  | heat generator output | [5 empty] | energy need space heating | + losses distribution and heat emission | + losses storage |  |  | heat generator output | [5 empty] | energy need space heating | + losses distribution and heat emission | + losses storage |  |  | heat generator output | [5 empty] | energy need space heating | + losses distribution and heat emission | + losses storage |  |  | heat generator output
[6 empty] | qg,h,out = qnd,h - qw,h - qve,h,rec + qd,h + qs,h | [11 empty] | qg,h,out = qnd,h - qw,h - qve,h,rec + qd,h + qs,h | [10 empty] | qg,h,out = qnd,h - qw,h - qve,h,rec + qd,h + qs,h | [10 empty] | qg,h,out = qnd,h - qw,h - qve,h,rec + qd,h + qs,h | [10 empty] | qg,h,out = qnd,h - qw,h - qve,h,rec + qd,h + qs,h | [10 empty] | qg,h,out = qnd,h - qw,h - qve,h,rec + qd,h + qs,h | [10 empty] | qg,h,out = qnd,h - qw,h - qve,h,rec + qd,h + qs,h | [10 empty] | qg,h,out = qnd,h - qw,h - qve,h,rec + qd,h + qs,h | [10 empty] | qg,h,out = qnd,h - qw,h - qve,h,rec + qd,h + qs,h | [10 empty] | qg,h,out = qnd,h - qw,h - qve,h,rec + qd,h + qs,h | [10 empty] | qg,h,out = qnd,h - qw,h - qve,h,rec + qd,h + qs,h | [10 empty] | qg,h,out = qnd,h - qw,h - qve,h,rec + qd,h + qs,h | [10 empty] | qg,h,out = qnd,h - qw,h - qve,h,rec + qd,h + qs,h | [10 empty] | qg,h,out = qnd,h - qw,h - qve,h,rec + qd,h + qs,h | [10 empty] | qg,h,out = qnd,h - qw,h - qve,h,rec + qd,h + qs,h | [10 empty] | qg,h,out = qnd,h - qw,h - qve,h,rec + qd,h + qs,h | [10 empty] | qg,h,out = qnd,h - qw,h - qve,h,rec + qd,h + qs,h | [10 empty] | qg,h,out = qnd,h - qw,h - qve,h,rec + qd,h + qs,h | [10 empty] | qg,h,out = qnd,h - qw,h - qve,h,rec + qd,h + qs,h
| 10 | 4.4 | 0 |  |  | 14.4 | [6 empty] | 10 | 4.4 | 0 |  |  | 14.4 | [5 empty] | 10 | 4.4 | 0 |  |  | 14.4 | [5 empty] | 10 | 4.4 | 0 |  |  | 14.4 | [5 empty] | 10 | 4.4 | 0 |  |  | 14.4 | [5 empty] | 10 | 4.4 | 0 |  |  | 14.4 | [5 empty] | 10 | 4.4 | 0 |  |  | 14.4 | [5 empty] | 10 | 4.4 | 0 |  |  | 14.4 | [5 empty] | 10 | 4.4 | 0 |  |  | 14.4 | [5 empty] | 10 | 4.4 | 0 |  |  | 14.4 | [5 empty] | 10 | 4.4 | 0 |  |  | 14.4 | [5 empty] | 10 | 4.4 | 0 |  |  | 14.4 | [5 empty] | 10 | 4.4 | 0 |  |  | 14.4 | [5 empty] | 10 | 4.4 | 0 |  |  | 14.4 | [5 empty] | 10 | 4.4 | 0 |  |  | 14.4 | [5 empty] | 10 | 4.4 | 0 |  |  | 14.4 | [5 empty] | 10 | 4.4 | 0 |  |  | 14.4 | [5 empty] | 10 | 4.4 | 0 |  |  | 14.4 | [5 empty] | 10 | 4.4 | 0 |  |  | 14.4
| Energyware for DHW |  | share | expenditure factor | delivered energy | CHP: expenditure factor electricity | electricity production | [5 empty] | Energyware for DHW |  | share | expenditure factor | delivered energy | CHP: expenditure factor electricity | electricity production |  |  |  |  | Energyware for DHW |  | share | expenditure factor | delivered energy | CHP: expenditure factor electricity | electricity production |  |  |  |  | Energyware for DHW |  | share | expenditure factor | delivered energy | CHP: expenditure factor electricity | electricity production |  |  |  |  | Energyware for DHW |  | share | expenditure factor | delivered energy | CHP: expenditure factor electricity | electricity production |  |  |  |  | Energyware for DHW |  | share | expenditure factor | delivered energy | CHP: expenditure factor electricity | electricity production |  |  |  |  | Energyware for DHW |  | share | expenditure factor | delivered energy | CHP: expenditure factor electricity | electricity production |  |  |  |  | Energyware for DHW |  | share | expenditure factor | delivered energy | CHP: expenditure factor electricity | electricity production |  |  |  |  | Energyware for DHW |  | share | expenditure factor | delivered energy | CHP: expenditure factor electricity | electricity production |  |  |  |  | Energyware for DHW |  | share | expenditure factor | delivered energy | CHP: expenditure factor electricity | electricity production |  |  |  |  | Energyware for DHW |  | share | expenditure factor | delivered energy | CHP: expenditure factor electricity | electricity production |  |  |  |  | Energyware for DHW |  | share | expenditure factor | delivered energy | CHP: expenditure factor electricity | electricity production |  |  |  |  | Energyware for DHW |  | share | expenditure factor | delivered energy | CHP: expenditure factor electricity | electricity production |  |  |  |  | Energyware for DHW |  | share | expenditure factor | delivered energy | CHP: expenditure factor electricity | electricity production |  |  |  |  | Energyware for DHW |  | share | expenditure factor | delivered energy | CHP: expenditure factor electricity | electricity production |  |  |  |  | Energyware for DHW |  | share | expenditure factor | delivered energy | CHP: expenditure factor electricity | electricity production |  |  |  |  | Energyware for DHW |  | share | expenditure factor | delivered energy | CHP: expenditure factor electricity | electricity production |  |  |  |  | Energyware for DHW |  | share | expenditure factor | delivered energy | CHP: expenditure factor electricity | electricity production |  |  |  |  | Energyware for DHW |  | share | expenditure factor | delivered energy | CHP: expenditure factor electricity | electricity production
|  |  | and,h,i | eg,h,i | qdel,h,i | eg,el,h,i | qprod,el,h,i | [7 empty] | and,h,i | eg,h,i | qdel,h,i | eg,el,h,i | qprod,el,h,i | [6 empty] | and,h,i | eg,h,i | qdel,h,i | eg,el,h,i | qprod,el,h,i | [6 empty] | and,h,i | eg,h,i | qdel,h,i | eg,el,h,i | qprod,el,h,i | [6 empty] | and,h,i | eg,h,i | qdel,h,i | eg,el,h,i | qprod,el,h,i | [6 empty] | and,h,i | eg,h,i | qdel,h,i | eg,el,h,i | qprod,el,h,i | [6 empty] | and,h,i | eg,h,i | qdel,h,i | eg,el,h,i | qprod,el,h,i | [6 empty] | and,h,i | eg,h,i | qdel,h,i | eg,el,h,i | qprod,el,h,i | [6 empty] | and,h,i | eg,h,i | qdel,h,i | eg,el,h,i | qprod,el,h,i | [6 empty] | and,h,i | eg,h,i | qdel,h,i | eg,el,h,i | qprod,el,h,i | [6 empty] | and,h,i | eg,h,i | qdel,h,i | eg,el,h,i | qprod,el,h,i | [6 empty] | and,h,i | eg,h,i | qdel,h,i | eg,el,h,i | qprod,el,h,i | [6 empty] | and,h,i | eg,h,i | qdel,h,i | eg,el,h,i | qprod,el,h,i | [6 empty] | and,h,i | eg,h,i | qdel,h,i | eg,el,h,i | qprod,el,h,i | [6 empty] | and,h,i | eg,h,i | qdel,h,i | eg,el,h,i | qprod,el,h,i | [6 empty] | and,h,i | eg,h,i | qdel,h,i | eg,el,h,i | qprod,el,h,i | [6 empty] | and,h,i | eg,h,i | qdel,h,i | eg,el,h,i | qprod,el,h,i | [6 empty] | and,h,i | eg,h,i | qdel,h,i | eg,el,h,i | qprod,el,h,i | [6 empty] | and,h,i | eg,h,i | qdel,h,i | eg,el,h,i | qprod,el,h,i
1 | Gas heat generator |  | 100% | 1.11 | 15.984 | 0 | 0 |  |  |  |  | 1 | Gas heat generator |  | 100% | 1.11 | 15.984 | 0 | 0 |  |  |  | 1 | El PV |  | 100% | 1.11 | 15.984 | 0 | 0 |  |  |  | 1 | El PV |  | 100% | 1.11 | 15.984 | 0 | 0 |  |  |  | 1 | Gas heat generator |  | 100% | 1.11 | 15.984 | 0 | 0 |  |  |  | 1 | Gas heat generator |  | 100% | 1.11 | 15.984 | 0 | 0 |  |  |  | 1 | Gas heat generator |  | 100% | 1.11 | 15.984 | 0 | 0 |  |  |  | 1 | El PV |  | 100% | 1.11 | 15.984 | 0 | 0 |  |  |  | 1 | El PV |  | 100% | 1.11 | 15.984 | 0 | 0 |  |  |  | 1 | Gas heat generator |  | 100% | 1.11 | 15.984 | 0 | 0 |  |  |  | 1 | Gas heat generator |  | 100% | 1.11 | 15.984 | 0 | 0 |  |  |  | 1 | Gas heat generator |  | 100% | 1.11 | 15.984 | 0 | 0 |  |  |  | 1 | El PV |  | 100% | 1.11 | 15.984 | 0 | 0 |  |  |  | 1 | El PV |  | 100% | 1.11 | 15.984 | 0 | 0 |  |  |  | 1 | Gas heat generator |  | 100% | 1.11 | 15.984 | 0 | 0 |  |  |  | 1 | Gas heat generator |  | 100% | 1.11 | 15.984 | 0 | 0 |  |  |  | 1 | Gas heat generator |  | 100% | 1.11 | 15.984 | 0 | 0 |  |  |  | 1 | El PV |  | 100% | 1.11 | 15.984 | 0 | 0 |  |  |  | 1 | El PV |  | 100% | 1.11 | 15.984 | 0 | 0
2 |  |  | 0 | [8 empty] | 2 |  |  | 0 | [7 empty] | 2 |  |  | 0 | [7 empty] | 2 |  |  | 0 | [7 empty] | 2 |  |  | 0 | [7 empty] | 2 |  |  | 0 | [7 empty] | 2 |  |  | 0 | [7 empty] | 2 |  |  | 0 | [7 empty] | 2 |  |  | 0 | [7 empty] | 2 |  |  | 0 | [7 empty] | 2 |  |  | 0 | [7 empty] | 2 |  |  | 0 | [7 empty] | 2 |  |  | 0 | [7 empty] | 2 |  |  | 0 | [7 empty] | 2 |  |  | 0 | [7 empty] | 2 |  |  | 0 | [7 empty] | 2 |  |  | 0 | [7 empty] | 2 |  |  | 0 | [7 empty] | 2 |  |  | 0
3 | [11 empty] | 3 | [10 empty] | 3 | [10 empty] | 3 | [10 empty] | 3 | [10 empty] | 3 | [10 empty] | 3 | [10 empty] | 3 | [10 empty] | 3 | [10 empty] | 3 | [10 empty] | 3 | [10 empty] | 3 | [10 empty] | 3 | [10 empty] | 3 | [10 empty] | 3 | [10 empty] | 3 | [10 empty] | 3 | [10 empty] | 3 | [10 empty] | 3
| Auxiliary energy (energy consumed by fans, pumps and controls) |  |  |  | 0 | [7 empty] | Auxiliary energy (energy consumed by fans, pumps and controls) |  |  |  | 0 | [6 empty] | Auxiliary energy |  |  |  | 0 | [6 empty] | Auxiliary energy |  |  |  | 0 | [6 empty] | Auxiliary energy (energy consumed by fans, pumps and controls) |  |  |  | 0 | [6 empty] | Auxiliary energy (energy consumed by fans, pumps and controls) |  |  |  | 0 | [6 empty] | Auxiliary energy (energy consumed by fans, pumps and controls) |  |  |  | 0 | [6 empty] | Auxiliary energy |  |  |  | 0 | [6 empty] | Auxiliary energy |  |  |  | 0 | [6 empty] | Auxiliary energy (energy consumed by fans, pumps and controls) |  |  |  | 0 | [6 empty] | Auxiliary energy (energy consumed by fans, pumps and controls) |  |  |  | 0 | [6 empty] | Auxiliary energy (energy consumed by fans, pumps and controls) |  |  |  | 0 | [6 empty] | Auxiliary energy |  |  |  | 0 | [6 empty] | Auxiliary energy |  |  |  | 0 | [6 empty] | Auxiliary energy (energy consumed by fans, pumps and controls) |  |  |  | 0 | [6 empty] | Auxiliary energy (energy consumed by fans, pumps and controls) |  |  |  | 0 | [6 empty] | Auxiliary energy (energy consumed by fans, pumps and controls) |  |  |  | 0 | [6 empty] | Auxiliary energy |  |  |  | 0 | [6 empty] | Auxiliary energy |  |  |  | 0
| Energy Carrier Assessment | [11 empty] | Energy Carrier Assessment | [10 empty] | Energy Carrier Assessment | [10 empty] | Energy Carrier Assessment | [10 empty] | Energy Carrier Assessment | [10 empty] | Energy Carrier Assessment | [10 empty] | Energy Carrier Assessment | [10 empty] | Energy Carrier Assessment | [10 empty] | Energy Carrier Assessment | [10 empty] | Energy Carrier Assessment | [10 empty] | Energy Carrier Assessment | [10 empty] | Energy Carrier Assessment | [10 empty] | Energy Carrier Assessment | [10 empty] | Energy Carrier Assessment | [10 empty] | Energy Carrier Assessment | [10 empty] | Energy Carrier Assessment | [10 empty] | Energy Carrier Assessment | [10 empty] | Energy Carrier Assessment | [10 empty] | Energy Carrier Assessment
| Heating (+Ventilation system) |  | delivered energy | total primary energy |  | carbon dioxide emissions | [6 empty] | Heating (+Ventilation system) |  | delivered energy | total primary energy |  | carbon dioxide emissions | [5 empty] | Heating (+Ventilation system) |  | delivered energy | total primary energy |  | carbon dioxide emissions | [5 empty] | Heating (+Ventilation system) |  | delivered energy | total primary energy |  | carbon dioxide emissions | [5 empty] | Heating (+Ventilation system) |  | delivered energy | total primary energy |  | carbon dioxide emissions | [5 empty] | Heating (+Ventilation system) |  | delivered energy | total primary energy |  | carbon dioxide emissions | [5 empty] | Heating (+Ventilation system) |  | delivered energy | total primary energy |  | carbon dioxide emissions | [5 empty] | Heating (+Ventilation system) |  | delivered energy | total primary energy |  | carbon dioxide emissions | [5 empty] | Heating (+Ventilation system) |  | delivered energy | total primary energy |  | carbon dioxide emissions | [5 empty] | Heating (+Ventilation system) |  | delivered energy | total primary energy |  | carbon dioxide emissions | [5 empty] | Heating (+Ventilation system) |  | delivered energy | total primary energy |  | carbon dioxide emissions | [5 empty] | Heating (+Ventilation system) |  | delivered energy | total primary energy |  | carbon dioxide emissions | [5 empty] | Heating (+Ventilation system) |  | delivered energy | total primary energy |  | carbon dioxide emissions | [5 empty] | Heating (+Ventilation system) |  | delivered energy | total primary energy |  | carbon dioxide emissions | [5 empty] | Heating (+Ventilation system) |  | delivered energy | total primary energy |  | carbon dioxide emissions | [5 empty] | Heating (+Ventilation system) |  | delivered energy | total primary energy |  | carbon dioxide emissions | [5 empty] | Heating (+Ventilation system) |  | delivered energy | total primary energy |  | carbon dioxide emissions | [5 empty] | Heating (+Ventilation system) |  | delivered energy | total primary energy |  | carbon dioxide emissions | [5 empty] | Heating (+Ventilation system) |  | delivered energy | total primary energy |  | carbon dioxide emissions
|  |  | qdel,i | fp,total,i | qp,total,i = qdel,i fp,total,i | fCO2,i | mCO2,i = qdel,i fCO2,i | [7 empty] | qdel,i | fp,total,i | qp,total,i = qdel,i fp,total,i | fCO2,i | mCO2,i = qdel,i fCO2,i | [6 empty] | qdel,i | fp,total,i | qp,total,i = qdel,i fp,total,i | fCO2,i | mCO2,i = qdel,i fCO2,i | [6 empty] | qdel,i | fp,total,i | qp,total,i = qdel,i fp,total,i | fCO2,i | mCO2,i = qdel,i fCO2,i | [6 empty] | qdel,i | fp,total,i | qp,total,i = qdel,i fp,total,i | fCO2,i | mCO2,i = qdel,i fCO2,i | [6 empty] | qdel,i | fp,total,i | qp,total,i = qdel,i fp,total,i | fCO2,i | mCO2,i = qdel,i fCO2,i | [6 empty] | qdel,i | fp,total,i | qp,total,i = qdel,i fp,total,i | fCO2,i | mCO2,i = qdel,i fCO2,i | [6 empty] | qdel,i | fp,total,i | qp,total,i = qdel,i fp,total,i | fCO2,i | mCO2,i = qdel,i fCO2,i | [6 empty] | qdel,i | fp,total,i | qp,total,i = qdel,i fp,total,i | fCO2,i | mCO2,i = qdel,i fCO2,i | [6 empty] | qdel,i | fp,total,i | qp,total,i = qdel,i fp,total,i | fCO2,i | mCO2,i = qdel,i fCO2,i | [6 empty] | qdel,i | fp,total,i | qp,total,i = qdel,i fp,total,i | fCO2,i | mCO2,i = qdel,i fCO2,i | [6 empty] | qdel,i | fp,total,i | qp,total,i = qdel,i fp,total,i | fCO2,i | mCO2,i = qdel,i fCO2,i | [6 empty] | qdel,i | fp,total,i | qp,total,i = qdel,i fp,total,i | fCO2,i | mCO2,i = qdel,i fCO2,i | [6 empty] | qdel,i | fp,total,i | qp,total,i = qdel,i fp,total,i | fCO2,i | mCO2,i = qdel,i fCO2,i | [6 empty] | qdel,i | fp,total,i | qp,total,i = qdel,i fp,total,i | fCO2,i | mCO2,i = qdel,i fCO2,i | [6 empty] | qdel,i | fp,total,i | qp,total,i = qdel,i fp,total,i | fCO2,i | mCO2,i = qdel,i fCO2,i | [6 empty] | qdel,i | fp,total,i | qp,total,i = qdel,i fp,total,i | fCO2,i | mCO2,i = qdel,i fCO2,i | [6 empty] | qdel,i | fp,total,i | qp,total,i = qdel,i fp,total,i | fCO2,i | mCO2,i = qdel,i fCO2,i | [6 empty] | qdel,i | fp,total,i | qp,total,i = qdel,i fp,total,i | fCO2,i | mCO2,i = qdel,i fCO2,i
|  |  | kWh/m2a |  | kWh/m2a | g/kWh | kg/m2a | [7 empty] | kWh/m2a |  | kWh/m2a | g/kWh | kg/m2a | [6 empty] | kWh/m2a |  | kWh/m2a | g/kWh | kg/m2a | [6 empty] | kWh/m2a |  | kWh/m2a | g/kWh | kg/m2a | [6 empty] | kWh/m2a |  | kWh/m2a | g/kWh | kg/m2a | [6 empty] | kWh/m2a |  | kWh/m2a | g/kWh | kg/m2a | [6 empty] | kWh/m2a |  | kWh/m2a | g/kWh | kg/m2a | [6 empty] | kWh/m2a |  | kWh/m2a | g/kWh | kg/m2a | [6 empty] | kWh/m2a |  | kWh/m2a | g/kWh | kg/m2a | [6 empty] | kWh/m2a |  | kWh/m2a | g/kWh | kg/m2a | [6 empty] | kWh/m2a |  | kWh/m2a | g/kWh | kg/m2a | [6 empty] | kWh/m2a |  | kWh/m2a | g/kWh | kg/m2a | [6 empty] | kWh/m2a |  | kWh/m2a | g/kWh | kg/m2a | [6 empty] | kWh/m2a |  | kWh/m2a | g/kWh | kg/m2a | [6 empty] | kWh/m2a |  | kWh/m2a | g/kWh | kg/m2a | [6 empty] | kWh/m2a |  | kWh/m2a | g/kWh | kg/m2a | [6 empty] | kWh/m2a |  | kWh/m2a | g/kWh | kg/m2a | [6 empty] | kWh/m2a |  | kWh/m2a | g/kWh | kg/m2a | [6 empty] | kWh/m2a |  | kWh/m2a | g/kWh | kg/m2a
| Gas |  | 199.9047 | 1.05 | 209.8999 | 277 | 55.3736 | [5 empty] | Gas |  | 54.4791 | 1.05 | 57.203 | 277 | 15.0907 |  |  |  |  | EL PV |  | 54.1515 | 2.5 | 135.3787 | 617 | 33.4115 |  |  |  |  | EL PV |  | 42.6204 | 2.5 | 106.551 | 617 | 26.2968 |  |  |  |  | Gas |  | 112.3688 | 1.05 | 117.9872 | 277 | 31.1262 |  |  |  |  | Gas |  | 145.7745 | 1.05 | 153.0632 | 277 | 40.3795 |  |  |  |  | Gas |  | 108.1573 | 1.05 | 113.5652 | 277 | 29.9596 |  |  |  |  | EL PV |  | 69.0179 | 2.5 | 172.5447 | 617 | 42.584 |  |  |  |  | EL PV |  | 55.1397 | 2.5 | 137.8493 | 617 | 34.0212 |  |  |  |  | Gas |  | 173.19 | 1.05 | 181.8495 | 277 | 47.9736 |  |  |  |  | Gas |  | 175.6558 | 1.05 | 184.4386 | 277 | 48.6567 |  |  |  |  | Gas |  | 79.2506 | 1.05 | 83.2132 | 277 | 21.9524 |  |  |  |  | EL PV |  | 64.1789 | 2.5 | 160.4473 | 617 | 39.5984 |  |  |  |  | EL PV |  | 50.9485 | 2.5 | 127.3712 | 617 | 31.4352 |  |  |  |  | Gas |  | 139.3397 | 1.05 | 146.3067 | 277 | 38.5971 |  |  |  |  | Gas |  | 154.8065 | 1.05 | 162.5468 | 277 | 42.8814 |  |  |  |  | Gas |  | 147.1255 | 1.05 | 154.4818 | 277 | 40.7538 |  |  |  |  | EL PV |  | 72.8424 | 2.5 | 182.1059 | 617 | 44.9437 |  |  |  |  | EL PV |  | 68.5939 | 2.5 | 171.4848 | 617 | 42.3224
| Auxiliary electricity |  | 6.3 | 2.5 | 15.75 | 617 | 3.8871 | [5 empty] | Auxiliary electricity |  | 5.2 | 2.5 | 13 | 617 | 3.2084 | [26 empty] | Auxiliary electricity |  | 5.2 | 2.5 | 13 | 617 | 3.2084 |  |  |  |  | Auxiliary electricity |  | 5.2 | 2.5 | 13 | 617 | 3.2084 |  |  |  |  | Auxiliary electricity |  | 5.2 | 2.5 | 13 | 617 | 3.2084 | [26 empty] | Auxiliary electricity |  | 5.2 | 2.5 | 13 | 617 | 3.2084 |  |  |  |  | Auxiliary electricity |  | 5.2 | 2.5 | 13 | 617 | 3.2084 |  |  |  |  | Auxiliary electricity |  | 5.2 | 2.5 | 13 | 617 | 3.2084 | [26 empty] | Auxiliary electricity |  | 5.2 | 2.5 | 13 | 617 | 3.2084 |  |  |  |  | Auxiliary electricity |  | 5.2 | 2.5 | 13 | 617 | 3.2084 |  |  |  |  | Auxiliary electricity |  | 5.2 | 2.5 | 13 | 617 | 3.2084
| Domestic Hot Water |  | delivered energy | total primary energy |  | carbon dioxide emissions | [6 empty] | Domestic Hot Water |  | delivered energy | total primary energy |  | carbon dioxide emissions | [5 empty] | Domestic Hot Water |  | delivered energy | total primary energy |  | carbon dioxide emissions | [5 empty] | Domestic Hot Water |  | delivered energy | total primary energy |  | carbon dioxide emissions | [5 empty] | Domestic Hot Water |  | delivered energy | total primary energy |  | carbon dioxide emissions | [5 empty] | Domestic Hot Water |  | delivered energy | total primary energy |  | carbon dioxide emissions | [5 empty] | Domestic Hot Water |  | delivered energy | total primary energy |  | carbon dioxide emissions | [5 empty] | Domestic Hot Water |  | delivered energy | total primary energy |  | carbon dioxide emissions | [5 empty] | Domestic Hot Water |  | delivered energy | total primary energy |  | carbon dioxide emissions | [5 empty] | Domestic Hot Water |  | delivered energy | total primary energy |  | carbon dioxide emissions | [5 empty] | Domestic Hot Water |  | delivered energy | total primary energy |  | carbon dioxide emissions | [5 empty] | Domestic Hot Water |  | delivered energy | total primary energy |  | carbon dioxide emissions | [5 empty] | Domestic Hot Water |  | delivered energy | total primary energy |  | carbon dioxide emissions | [5 empty] | Domestic Hot Water |  | delivered energy | total primary energy |  | carbon dioxide emissions | [5 empty] | Domestic Hot Water |  | delivered energy | total primary energy |  | carbon dioxide emissions | [5 empty] | Domestic Hot Water |  | delivered energy | total primary energy |  | carbon dioxide emissions | [5 empty] | Domestic Hot Water |  | delivered energy | total primary energy |  | carbon dioxide emissions | [5 empty] | Domestic Hot Water |  | delivered energy | total primary energy |  | carbon dioxide emissions | [5 empty] | Domestic Hot Water |  | delivered energy | total primary energy |  | carbon dioxide emissions
|  |  | qdel,i | fp,total,i | qp,total,i = qdel,i fp,total,i | fCO2,i | mCO2,i = qdel,i fCO2,i | [7 empty] | qdel,i | fp,total,i | qp,total,i = qdel,i fp,total,i | fCO2,i | mCO2,i = qdel,i fCO2,i | [6 empty] | qdel,i | fp,total,i | qp,total,i = qdel,i fp,total,i | fCO2,i | mCO2,i = qdel,i fCO2,i | [6 empty] | qdel,i | fp,total,i | qp,total,i = qdel,i fp,total,i | fCO2,i | mCO2,i = qdel,i fCO2,i | [6 empty] | qdel,i | fp,total,i | qp,total,i = qdel,i fp,total,i | fCO2,i | mCO2,i = qdel,i fCO2,i | [6 empty] | qdel,i | fp,total,i | qp,total,i = qdel,i fp,total,i | fCO2,i | mCO2,i = qdel,i fCO2,i | [6 empty] | qdel,i | fp,total,i | qp,total,i = qdel,i fp,total,i | fCO2,i | mCO2,i = qdel,i fCO2,i | [6 empty] | qdel,i | fp,total,i | qp,total,i = qdel,i fp,total,i | fCO2,i | mCO2,i = qdel,i fCO2,i | [6 empty] | qdel,i | fp,total,i | qp,total,i = qdel,i fp,total,i | fCO2,i | mCO2,i = qdel,i fCO2,i | [6 empty] | qdel,i | fp,total,i | qp,total,i = qdel,i fp,total,i | fCO2,i | mCO2,i = qdel,i fCO2,i | [6 empty] | qdel,i | fp,total,i | qp,total,i = qdel,i fp,total,i | fCO2,i | mCO2,i = qdel,i fCO2,i | [6 empty] | qdel,i | fp,total,i | qp,total,i = qdel,i fp,total,i | fCO2,i | mCO2,i = qdel,i fCO2,i | [6 empty] | qdel,i | fp,total,i | qp,total,i = qdel,i fp,total,i | fCO2,i | mCO2,i = qdel,i fCO2,i | [6 empty] | qdel,i | fp,total,i | qp,total,i = qdel,i fp,total,i | fCO2,i | mCO2,i = qdel,i fCO2,i | [6 empty] | qdel,i | fp,total,i | qp,total,i = qdel,i fp,total,i | fCO2,i | mCO2,i = qdel,i fCO2,i | [6 empty] | qdel,i | fp,total,i | qp,total,i = qdel,i fp,total,i | fCO2,i | mCO2,i = qdel,i fCO2,i | [6 empty] | qdel,i | fp,total,i | qp,total,i = qdel,i fp,total,i | fCO2,i | mCO2,i = qdel,i fCO2,i | [6 empty] | qdel,i | fp,total,i | qp,total,i = qdel,i fp,total,i | fCO2,i | mCO2,i = qdel,i fCO2,i | [6 empty] | qdel,i | fp,total,i | qp,total,i = qdel,i fp,total,i | fCO2,i | mCO2,i = qdel,i fCO2,i
|  |  | kWh/m2a |  | kWh/m2a | g/kWh | kg/m2a | [7 empty] | kWh/m2a |  | kWh/m2a | g/kWh | kg/m2a | [6 empty] | kWh/m2a |  | kWh/m2a | g/kWh | kg/m2a | [6 empty] | kWh/m2a |  | kWh/m2a | g/kWh | kg/m2a | [6 empty] | kWh/m2a |  | kWh/m2a | g/kWh | kg/m2a | [6 empty] | kWh/m2a |  | kWh/m2a | g/kWh | kg/m2a | [6 empty] | kWh/m2a |  | kWh/m2a | g/kWh | kg/m2a | [6 empty] | kWh/m2a |  | kWh/m2a | g/kWh | kg/m2a | [6 empty] | kWh/m2a |  | kWh/m2a | g/kWh | kg/m2a | [6 empty] | kWh/m2a |  | kWh/m2a | g/kWh | kg/m2a | [6 empty] | kWh/m2a |  | kWh/m2a | g/kWh | kg/m2a | [6 empty] | kWh/m2a |  | kWh/m2a | g/kWh | kg/m2a | [6 empty] | kWh/m2a |  | kWh/m2a | g/kWh | kg/m2a | [6 empty] | kWh/m2a |  | kWh/m2a | g/kWh | kg/m2a | [6 empty] | kWh/m2a |  | kWh/m2a | g/kWh | kg/m2a | [6 empty] | kWh/m2a |  | kWh/m2a | g/kWh | kg/m2a | [6 empty] | kWh/m2a |  | kWh/m2a | g/kWh | kg/m2a | [6 empty] | kWh/m2a |  | kWh/m2a | g/kWh | kg/m2a | [6 empty] | kWh/m2a |  | kWh/m2a | g/kWh | kg/m2a
| Gas |  | 2.8 | 1.05 | 2.94 | 277 | 0.7756 | [5 empty] | Gas |  | 2.8 | 1.05 | 2.94 | 277 | 0.7756 |  |  |  |  | Gas |  | 2.8 | 1.05 | 2.94 | 277 | 0.7756 |  |  |  |  | Gas |  | 2.8 | 1.05 | 2.94 | 277 | 0.7756 |  |  |  |  | Gas |  | 2.8 | 1.05 | 2.94 | 277 | 0.7756 |  |  |  |  | Gas |  | 2.8 | 1.05 | 2.94 | 277 | 0.7756 |  |  |  |  | Gas |  | 2.8 | 1.05 | 2.94 | 277 | 0.7756 |  |  |  |  | Gas |  | 2.8 | 1.05 | 2.94 | 277 | 0.7756 |  |  |  |  | Gas |  | 2.8 | 1.05 | 2.94 | 277 | 0.7756 |  |  |  |  | Gas |  | 2.8 | 1.05 | 2.94 | 277 | 0.7756 |  |  |  |  | Gas |  | 2.8 | 1.05 | 2.94 | 277 | 0.7756 |  |  |  |  | Gas |  | 2.8 | 1.05 | 2.94 | 277 | 0.7756 |  |  |  |  | Gas |  | 2.8 | 1.05 | 2.94 | 277 | 0.7756 |  |  |  |  | Gas |  | 2.8 | 1.05 | 2.94 | 277 | 0.7756 |  |  |  |  | Gas |  | 2.8 | 1.05 | 2.94 | 277 | 0.7756 |  |  |  |  | Gas |  | 2.8 | 1.05 | 2.94 | 277 | 0.7756 |  |  |  |  | Gas |  | 2.8 | 1.05 | 2.94 | 277 | 0.7756 |  |  |  |  | Gas |  | 2.8 | 1.05 | 2.94 | 277 | 0.7756 |  |  |  |  | Gas |  | 2.8 | 1.05 | 2.94 | 277 | 0.7756
| Auxiliary electricity |  | 0 | 2.5 | 0 | 617 | 0 | [5 empty] | Auxiliary electricity |  | 0 | 2.5 | 0 | 617 | 0 |  |  |  |  | Auxiliary electricity |  | 0 | 2.5 | 0 | 617 | 0 |  |  |  |  | Auxiliary electricity |  | 0 | 2.5 | 0 | 617 | 0 |  |  |  |  | Auxiliary electricity |  | 0 | 2.5 | 0 | 617 | 0 |  |  |  |  | Auxiliary electricity |  | 0 | 2.5 | 0 | 617 | 0 |  |  |  |  | Auxiliary electricity |  | 0 | 2.5 | 0 | 617 | 0 |  |  |  |  | Auxiliary electricity |  | 0 | 2.5 | 0 | 617 | 0 |  |  |  |  | Auxiliary electricity |  | 0 | 2.5 | 0 | 617 | 0 |  |  |  |  | Auxiliary electricity |  | 0 | 2.5 | 0 | 617 | 0 |  |  |  |  | Auxiliary electricity |  | 0 | 2.5 | 0 | 617 | 0 |  |  |  |  | Auxiliary electricity |  | 0 | 2.5 | 0 | 617 | 0 |  |  |  |  | Auxiliary electricity |  | 0 | 2.5 | 0 | 617 | 0 |  |  |  |  | Auxiliary electricity |  | 0 | 2.5 | 0 | 617 | 0 |  |  |  |  | Auxiliary electricity |  | 0 | 2.5 | 0 | 617 | 0 |  |  |  |  | Auxiliary electricity |  | 0 | 2.5 | 0 | 617 | 0 |  |  |  |  | Auxiliary electricity |  | 0 | 2.5 | 0 | 617 | 0 |  |  |  |  | Auxiliary electricity |  | 0 | 2.5 | 0 | 617 | 0 |  |  |  |  | Auxiliary electricity |  | 0 | 2.5 | 0 | 617 | 0

## TC65-74_COST
|  | Insulation thickness [cm] | Element area (m2) | Construction cost index Germany (2022) | Specific costs [EUR/m2 element] (base 2015) | Specific net costs (excl. German taxes [EUR]) | Specific costs with Dutch taxes [EUR] | Total costs with Dutch index (FINAL) | Subsidy amount |  | Specific enegy need per year [kWh/m2/year] | Heat pump capacity [kW]
Facade/Außenwand WDVS | [5 empty] | 0.19 | 0.21 | 0.84886
| moderate | 2.1151 | 98.8 | 1.373 | 35.3046 | 28.5967 | 34.602 | 2901.9845 | 1877.2
| deep | 12.7473 | 98.8 | 1.373 | 76.3249 | 61.8232 | 74.8061 | 6273.7969 | 1877.2
Roof (energiebedingte Mehrkosten)
| moderate | 8.5806 | 65.5 | 1.373 | 73.8346 | 59.806 | 72.3653 | 4023.5383 | 982.5
| deep | 17.9556 | 65.5 | 1.373 | 104.3409 | 84.5161 | 102.2645 | 5685.95 | 982.5
Cellar (unterseitige Dämmung mit Bekleidung)
| moderate | 10.9953 | 52 | 1.373 | 97.8848 | 79.2867 | 95.9369 | 4234.7315 | 156
| deep | 11.4582 | 52 | 1.373 | 98.8701 | 80.0848 | 96.9026 | 4277.3559 | 156
Windows double glazing (Fenster 2 WSL & 3 WSL) |  | Window area total [m2] | Window area total [m2]
| Double glazing | U1.2 | 27.4 | 1.373 | 487.5227 | 394.8934 | 477.821 | 11113.542 | 630.2
Doors | moderate | U1.5 | 1.6 | 1.373 | 1967.509 | 1593.6823 | 1928.3556 | 2619.0502
| heat pump only | [7 empty] | Costs with subsidy (heat pump) | Costs with subsidy (gas boiler) | 184.9854 | 13.152
TOTAL COSTS | deep full | [6 empty] | 27350.6448 | 20058.8448 | 20058.8448 | 46.4848 | 3.305
| deep walls and floor | [6 empty] | 10551.1528 | 6484.7528 | 6484.7528 | 99.0389 | 7.0414
| deep walls and double glazing | [6 empty] | 17387.3389 | 12372.5389 | 12372.5389 | 97.607 | 6.9396
| deep walls and roof | [6 empty] | 11959.7469 | 6240.3469 | 6240.3469 | 101.6179 | 7.2248
| deep floor and double glazing | [6 empty] | 15390.8979 | 13818.4979 | 13818.4979 | 97.607 | 9.4867
| deep floor and roof | [6 empty] | 9963.3059 | 7686.3059 | 7686.3059 | 133.4328 | 6.9396
| deep roof and double glazing | [6 empty] | 15137.0804 | 11911.6804 | 11911.6804 | 132.0753 | 9.3902
| deep walls | [6 empty] | 6273.7969 | 2519.3969 | 4396.5969 | 128.9435 | 9.1676
| deep floor | [6 empty] | 4277.3559 | 3965.3559 | 4121.3559 | 159.5429 | 11.3431
| deep roof | [6 empty] | 5685.95 | 3720.95 | 4703.45 | 161.8912 | 11.5101
| moderate full | [6 empty] | 22273.7964 | 14981.9964 | 14981.9964 | 70.0768 | 4.9823
| moderate walls and floor | [6 empty] | 7136.716 | 3070.316 | 3070.316 | 121.322 | 8.6257
| moderate walls and double glazing | [6 empty] | 14015.5266 | 9000.7266 | 9000.7266 | 119.8116 | 8.5183
| moderate walls and roof | [6 empty] | 6925.5229 | 1206.1229 | 1206.1229 | 127.3045 | 9.051
| moderate floor and roof | [6 empty] | 8258.2698 | 5981.2698 | 5981.2698 | 142.0347 | 10.0983
| moderate floor and double glazing | [6 empty] | 15348.2735 | 13775.8735 | 13775.8735 | 134.7195 | 9.5782
| moderate roof and double glazing | [6 empty] | 15137.0804 | 11911.6804 | 11911.6804 | 140.5742 | 9.9945
| double glazing | [6 empty] | 11113.542 | 9853.142 | 10483.342 | 158.2386 | 11.2504

## TC75-91
TC75-91
| Reference area (conditioned flloor area) | 116.6
| AC,ref | m2
Energy balance calculation - Building Performance
Existing state | [10 empty] | Deep full retrofit | [10 empty] | Deep walls+floor | [10 empty] | Deep walls+double-glazing | [10 empty] | Deep walls+roof | [10 empty] | Deep floor+roof | [10 empty] | Deep floor+double-glazing | [10 empty] | Deep roof+double-glazing | [10 empty] | Deep walls | [10 empty] | Deep floor | [10 empty] | Deep roof | [10 empty] | Moderate full retrofit | [10 empty] | Moderate walls+floor retrofit | [10 empty] | Moderate walls+double glazing retrofit | [10 empty] | Moderate walls+roof retrofit | [10 empty] | Moderate floor+roof retrofit | [10 empty] | Moderate floor+double-glass retrofit | [10 empty] | Moderate roof+double glazing retrofit | [10 empty] | Double glazing retrofit
|  | Initial U-value (effective) | Element area | Adjustment factor for soil |  |  | Heat transfer coefficient by transmission | Annual heat flow related to AC,Ref | Heat load | heat transfer coefficients related to |  |  | Nominal insulation thickness | effective thermal conductivity | Actual U-value (effective) | Element area | Adjustment factor for soil | Heat transfer coefficient by transmission | Annual heat flow related to AC,Ref | Heat load | heat transfer coefficients related to |  |  | Nominal insulation thickness | effective thermal conductivity | Actual U-value (effective) | Element area | Adjustment factor for soil | Heat transfer coefficient by transmission | Annual heat flow related to AC,Ref | Heat load | heat transfer coefficients related to |  |  | Nominal insulation thickness | effective thermal conductivity | Actual U-value (effective) | Element area | Adjustment factor for soil | Heat transfer coefficient by transmission | Annual heat flow related to AC,Ref | Heat load | heat transfer coefficients related to |  |  | Nominal insulation thickness | effective thermal conductivity | Actual U-value (effective) | Element area | Adjustment factor for soil | Heat transfer coefficient by transmission | Annual heat flow related to AC,Ref | Heat load | heat transfer coefficients related to |  |  | Nominal insulation thickness | effective thermal conductivity | Actual U-value (effective) | Element area | Adjustment factor for soil | Heat transfer coefficient by transmission | Annual heat flow related to AC,Ref | Heat load | heat transfer coefficients related to |  |  | Nominal insulation thickness | effective thermal conductivity | Actual U-value (effective) | Element area | Adjustment factor for soil | Heat transfer coefficient by transmission | Annual heat flow related to AC,Ref | Heat load | heat transfer coefficients related to |  |  | Nominal insulation thickness | effective thermal conductivity | Actual U-value (effective) | Element area | Adjustment factor for soil | Heat transfer coefficient by transmission | Annual heat flow related to AC,Ref | Heat load | heat transfer coefficients related to |  |  | Nominal insulation thickness | effective thermal conductivity | Actual U-value (effective) | Element area | Adjustment factor for soil | Heat transfer coefficient by transmission | Annual heat flow related to AC,Ref | Heat load | heat transfer coefficients related to |  |  | Nominal insulation thickness | effective thermal conductivity | Actual U-value (effective) | Element area | Adjustment factor for soil | Heat transfer coefficient by transmission | Annual heat flow related to AC,Ref | Heat load | heat transfer coefficients related to |  |  | Nominal insulation thickness | effective thermal conductivity | Actual U-value (effective) | Element area | Adjustment factor for soil | Heat transfer coefficient by transmission | Annual heat flow related to AC,Ref | Heat load | heat transfer coefficients related to |  |  | Nominal insulation thickness | effective thermal conductivity | Actual U-value (effective) | Element area | Adjustment factor for soil | Heat transfer coefficient by transmission | Annual heat flow related to AC,Ref | Heat load | heat transfer coefficients related to |  |  | Nominal insulation thickness | effective thermal conductivity | Actual U-value (effective) | Element area | Adjustment factor for soil | Heat transfer coefficient by transmission | Annual heat flow related to AC,Ref | Heat load | heat transfer coefficients related to |  |  | Nominal insulation thickness | effective thermal conductivity | Actual U-value (effective) | Element area | Adjustment factor for soil | Heat transfer coefficient by transmission | Annual heat flow related to AC,Ref | Heat load | heat transfer coefficients related to |  |  | Nominal insulation thickness | effective thermal conductivity | Actual U-value (effective) | Element area | Adjustment factor for soil | Heat transfer coefficient by transmission | Annual heat flow related to AC,Ref | Heat load | heat transfer coefficients related to |  |  | Nominal insulation thickness | effective thermal conductivity | Actual U-value (effective) | Element area | Adjustment factor for soil | Heat transfer coefficient by transmission | Annual heat flow related to AC,Ref | Heat load | heat transfer coefficients related to |  |  | Nominal insulation thickness | effective thermal conductivity | Actual U-value (effective) | Element area | Adjustment factor for soil | Heat transfer coefficient by transmission | Annual heat flow related to AC,Ref | Heat load | heat transfer coefficients related to |  |  | Nominal insulation thickness | effective thermal conductivity | Actual U-value (effective) | Element area | Adjustment factor for soil | Heat transfer coefficient by transmission | Annual heat flow related to AC,Ref | Heat load | heat transfer coefficients related to |  |  | Nominal insulation thickness | effective thermal conductivity | Actual U-value (effective) | Element area | Adjustment factor for soil | Heat transfer coefficient by transmission | Annual heat flow related to AC,Ref | Heat load | heat transfer coefficients related to
|  | Uoriginal,i | Aenv,i | btr,i |  |  | Htr,i |  |  | AC,Ref |  |  | dinsulation,i | λinsulation,i | Uactual,i | Aenv,i | btr,i | Htr,i |  |  | AC,Ref |  |  | dinsulation,i | λinsulation,i | Uactual,i | Aenv,i | btr,i | Htr,i |  |  | AC,Ref |  |  | dinsulation,i | λinsulation,i | Uactual,i | Aenv,i | btr,i | Htr,i |  |  | AC,Ref |  |  | dinsulation,i | λinsulation,i | Uactual,i | Aenv,i | btr,i | Htr,i |  |  | AC,Ref |  |  | dinsulation,i | λinsulation,i | Uactual,i | Aenv,i | btr,i | Htr,i |  |  | AC,Ref |  |  | dinsulation,i | λinsulation,i | Uactual,i | Aenv,i | btr,i | Htr,i |  |  | AC,Ref |  |  | dinsulation,i | λinsulation,i | Uactual,i | Aenv,i | btr,i | Htr,i |  |  | AC,Ref |  |  | dinsulation,i | λinsulation,i | Uactual,i | Aenv,i | btr,i | Htr,i |  |  | AC,Ref |  |  | dinsulation,i | λinsulation,i | Uactual,i | Aenv,i | btr,i | Htr,i |  |  | AC,Ref |  |  | dinsulation,i | λinsulation,i | Uactual,i | Aenv,i | btr,i | Htr,i |  |  | AC,Ref |  |  | dinsulation,i | λinsulation,i | Uactual,i | Aenv,i | btr,i | Htr,i |  |  | AC,Ref |  |  | dinsulation,i | λinsulation,i | Uactual,i | Aenv,i | btr,i | Htr,i |  |  | AC,Ref |  |  | dinsulation,i | λinsulation,i | Uactual,i | Aenv,i | btr,i | Htr,i |  |  | AC,Ref |  |  | dinsulation,i | λinsulation,i | Uactual,i | Aenv,i | btr,i | Htr,i |  |  | AC,Ref |  |  | dinsulation,i | λinsulation,i | Uactual,i | Aenv,i | btr,i | Htr,i |  |  | AC,Ref |  |  | dinsulation,i | λinsulation,i | Uactual,i | Aenv,i | btr,i | Htr,i |  |  | AC,Ref |  |  | dinsulation,i | λinsulation,i | Uactual,i | Aenv,i | btr,i | Htr,i |  |  | AC,Ref |  |  | dinsulation,i | λinsulation,i | Uactual,i | Aenv,i | btr,i | Htr,i |  |  | AC,Ref
|  | W/(m²K) | m2 |  |  |  | W/K | kWh/(m²a) | kW | W/(m²K) |  |  | cm | W/(m*K) | W/(m²K) | m2 |  | W/K | kWh/(m²a) | kW | W/(m²K) |  |  | cm | W/(m*K) | W/(m²K) | m2 |  | W/K | kWh/(m²a) | kW | W/(m²K) |  |  | cm | W/(m*K) | W/(m²K) | m2 |  | W/K | kWh/(m²a) | kW | W/(m²K) |  |  | cm | W/(m*K) | W/(m²K) | m2 |  | W/K | kWh/(m²a) | kW | W/(m²K) |  |  | cm | W/(m*K) | W/(m²K) | m2 |  | W/K | kWh/(m²a) | kW | W/(m²K) |  |  | cm | W/(m*K) | W/(m²K) | m2 |  | W/K | kWh/(m²a) | kW | W/(m²K) |  |  | cm | W/(m*K) | W/(m²K) | m2 |  | W/K | kWh/(m²a) | kW | W/(m²K) |  |  | cm | W/(m*K) | W/(m²K) | m2 |  | W/K | kWh/(m²a) | kW | W/(m²K) |  |  | cm | W/(m*K) | W/(m²K) | m2 |  | W/K | kWh/(m²a) | kW | W/(m²K) |  |  | cm | W/(m*K) | W/(m²K) | m2 |  | W/K | kWh/(m²a) | kW | W/(m²K) |  |  | cm | W/(m*K) | W/(m²K) | m2 |  | W/K | kWh/(m²a) | kW | W/(m²K) |  |  | cm | W/(m*K) | W/(m²K) | m2 |  | W/K | kWh/(m²a) | kW | W/(m²K) |  |  | cm | W/(m*K) | W/(m²K) | m2 |  | W/K | kWh/(m²a) | kW | W/(m²K) |  |  | cm | W/(m*K) | W/(m²K) | m2 |  | W/K | kWh/(m²a) | kW | W/(m²K) |  |  | cm | W/(m*K) | W/(m²K) | m2 |  | W/K | kWh/(m²a) | kW | W/(m²K) |  |  | cm | W/(m*K) | W/(m²K) | m2 |  | W/K | kWh/(m²a) | kW | W/(m²K) |  |  | cm | W/(m*K) | W/(m²K) | m2 |  | W/K | kWh/(m²a) | kW | W/(m²K) |  |  | cm | W/(m*K) | W/(m²K) | m2 |  | W/K | kWh/(m²a) | kW | W/(m²K)
| Roof 1 | 0.641 | 68.6 | 1 |  |  | 43.9726 | 22.4194 |  |  |  | Roof 1 | 16.4148 | 0.035 | 0.16 | 68.6 | 1 | 10.976 | 6.2862 |  |  |  | Roof 1 | 0 | 0.035 | 0.641 | 68.6 | 1 | 43.9726 | 22.9227 |  |  |  | Roof 1 | 0 | 0.035 | 0.641 | 68.6 | 1 | 43.9726 | 23.0491 |  |  |  | Roof 1 | 16.4148 | 0.035 | 0.16 | 68.6 | 1 | 10.976 | 5.7349 |  |  |  | Roof 1 | 16.4148 | 0.035 | 0.16 | 68.6 | 1 | 10.976 | 5.704 |  |  |  | Roof 1 | 0 | 0.035 | 0.641 | 68.6 | 1 | 43.9726 | 23.0491 |  |  |  | Roof 1 | 16.4148 | 0.035 | 0.16 | 68.6 | 1 | 10.976 | 5.7355 |  |  |  | Roof 1 | 0 | 0.035 | 0.641 | 68.6 | 1 | 43.9726 | 22.733 |  |  |  | Roof 1 | 0 | 0.035 | 0.641 | 68.6 | 1 | 43.9726 | 22.6091 |  |  |  | Roof 1 | 16.4148 | 0.035 | 0.16 | 68.6 | 1 | 10.976 | 5.6566 |  |  |  | Roof 1 | 7.0398 | 0.035 | 0.28 | 68.6 | 1 | 19.208 | 10.1316 |  |  |  | Roof 1 | 0 | 0.035 | 0.641 | 68.6 | 1 | 43.9726 | 22.6516 |  |  |  | Roof 1 | 0 | 0.035 | 0.641 | 68.6 | 1 | 43.9726 | 22.7798 |  |  |  | Roof 1 | 7.0398 | 0.035 | 0.28 | 68.6 | 1 | 19.208 | 9.8921 |  |  |  | Roof 1 | 7.0398 | 0.035 | 0.28 | 68.6 | 1 | 19.208 | 9.9547 |  |  |  | Roof 1 | 0 | 0.035 | 0.641 | 68.6 | 1 | 43.9726 | 22.9233 |  |  |  | Roof 1 | 7.0398 | 0.035 | 0.28 | 68.6 | 1 | 19.208 | 10.0108 |  |  |  | Roof 1 | 0 | 0.035 | 0.641 | 68.6 | 1 | 43.9726 | 22.7355
| Roof 2 |  |  | 1 |  |  | 0 | 0 |  |  |  | Roof 2 |  |  |  | 0 |  |  | 0 |  |  |  | Roof 2 |  |  |  | 0 |  |  | 0 |  |  |  | Roof 2 |  |  |  | 0 |  |  | 0 |  |  |  | Roof 2 |  |  |  | 0 |  |  | 0 |  |  |  | Roof 2 |  |  |  | 0 |  |  | 0 |  |  |  | Roof 2 |  |  |  | 0 |  |  | 0 |  |  |  | Roof 2 |  |  |  | 0 |  |  | 0 |  |  |  | Roof 2 |  |  |  | 0 |  |  | 0 |  |  |  | Roof 2 |  |  |  | 0 |  |  | 0 |  |  |  | Roof 2 |  |  |  | 0 |  |  | 0 |  |  |  | Roof 2 |  |  |  | 0 |  |  | 0 |  |  |  | Roof 2 |  |  |  | 0 |  |  | 0 |  |  |  | Roof 2 |  |  |  | 0 |  |  | 0 |  |  |  | Roof 2 |  |  |  | 0 |  |  | 0 |  |  |  | Roof 2 |  |  |  | 0 |  |  | 0 |  |  |  | Roof 2 |  |  |  | 0 |  |  | 0 |  |  |  | Roof 2 |  |  |  | 0 |  |  | 0 |  |  |  | Roof 2 |  |  |  | 0 |  |  | 0
| Wall 1 | 0.641 | 99 | 1 |  |  | 63.459 | 32.3545 |  |  |  | Wall 1 | 11.2064 | 0.035 | 0.21 | 99 | 1 | 20.79 | 11.9069 |  |  |  | Wall 1 | 11.2064 | 0.035 | 0.21 | 99 | 1 | 20.79 | 10.8377 |  |  |  | Wall 1 | 11.2064 | 0.035 | 0.21 | 99 | 1 | 20.79 | 10.8975 |  |  |  | Wall 1 | 11.2064 | 0.035 | 0.21 | 99 | 1 | 20.79 | 10.8627 |  |  |  | Wall 1 | 0 | 0.035 | 0.641 | 99 | 1 | 63.459 | 32.9783 |  |  |  | Wall 1 | 11.2064 | 0.035 | 0.21 | 99 | 1 | 20.79 | 10.8975 |  |  |  | Wall 1 | 0 | 0.035 | 0.641 | 99 | 1 | 63.459 | 33.1607 |  |  |  | Wall 1 | 11.2064 | 0.035 | 0.21 | 99 | 1 | 20.79 | 10.748 |  |  |  | Wall 1 | 0 | 0.035 | 0.641 | 99 | 1 | 63.459 | 32.6283 |  |  |  | Wall 1 | 0 | 0.035 | 0.641 | 99 | 1 | 63.459 | 32.7045 |  |  |  | Wall 1 | 0.57426 | 0.035 | 0.58 | 99 | 1 | 57.42 | 30.2873 |  |  |  | Wall 1 | 0 | 0.035 | 0.58 | 99 | 1 | 57.42 | 29.5787 |  |  |  | Wall 1 | 0 | 0.035 | 0.58 | 99 | 1 | 57.42 | 29.7462 |  |  |  | Wall 1 | 0 | 0.035 | 0.58 | 99 | 1 | 57.42 | 29.5712 |  |  |  | Wall 1 | 0 | 0.035 | 0.641 | 99 | 1 | 63.459 | 32.8882 |  |  |  | Wall 1 | 0 | 0.035 | 0.641 | 99 | 1 | 63.459 | 33.0817 |  |  |  | Wall 1 | 0 | 0.035 | 0.641 | 99 | 1 | 63.459 | 33.0733 |  |  |  | Wall 1 | 0 | 0.035 | 0.641 | 99 | 1 | 63.459 | 32.8106
| Wall 2 | [6 empty] | 0 |  |  |  | Wall 2 |  |  |  | 0 |  |  | 0 |  |  |  | Wall 2 |  |  |  | 0 |  |  | 0 |  |  |  | Wall 2 |  |  |  | 0 |  |  | 0 |  |  |  | Wall 2 |  |  |  | 0 |  |  | 0 |  |  |  | Wall 2 |  |  |  | 0 |  |  | 0 |  |  |  | Wall 2 |  |  |  | 0 |  |  | 0 |  |  |  | Wall 2 |  |  |  | 0 |  |  | 0 |  |  |  | Wall 2 |  |  |  | 0 |  |  | 0 |  |  |  | Wall 2 |  |  |  | 0 |  |  | 0 |  |  |  | Wall 2 |  |  |  | 0 |  |  | 0 |  |  |  | Wall 2 |  |  |  | 0 |  |  | 0 |  |  |  | Wall 2 |  |  |  | 0 |  |  | 0 |  |  |  | Wall 2 |  |  |  | 0 |  |  | 0 |  |  |  | Wall 2 |  |  |  | 0 |  |  | 0 |  |  |  | Wall 2 |  |  |  | 0 |  |  | 0 |  |  |  | Wall 2 |  |  |  | 0 |  |  | 0 |  |  |  | Wall 2 |  |  |  | 0 |  |  | 0 |  |  |  | Wall 2 |  |  |  | 0 |  |  | 0
| Wall 3 | [6 empty] | 0 |  |  |  | Wall 3 |  |  |  | 0 |  |  | 0 |  |  |  | Wall 3 |  |  |  | 0 |  |  | 0 |  |  |  | Wall 3 |  |  |  | 0 |  |  | 0 |  |  |  | Wall 3 |  |  |  | 0 |  |  | 0 |  |  |  | Wall 3 |  |  |  | 0 |  |  | 0 |  |  |  | Wall 3 |  |  |  | 0 |  |  | 0 |  |  |  | Wall 3 |  |  |  | 0 |  |  | 0 |  |  |  | Wall 3 |  |  |  | 0 |  |  | 0 |  |  |  | Wall 3 |  |  |  | 0 |  |  | 0 |  |  |  | Wall 3 |  |  |  | 0 |  |  | 0 |  |  |  | Wall 3 |  |  |  | 0 |  |  | 0 |  |  |  | Wall 3 |  |  |  | 0 |  |  | 0 |  |  |  | Wall 3 |  |  |  | 0 |  |  | 0 |  |  |  | Wall 3 |  |  |  | 0 |  |  | 0 |  |  |  | Wall 3 |  |  |  | 0 |  |  | 0 |  |  |  | Wall 3 |  |  |  | 0 |  |  | 0 |  |  |  | Wall 3 |  |  |  | 0 |  |  | 0 |  |  |  | Wall 3 |  |  |  | 0 |  |  | 0
| Floor 1 | 1.282 | 51 | 0.5 |  |  | 32.691 | 16.6675 |  |  |  | Floor 1 | 10.2329 | 0.035 | 0.27 | 51 | 0.5 | 6.885 | 3.9432 |  |  |  | Floor 1 | 10.2329 | 0.035 | 0.27 | 51 | 0.5 | 6.885 | 3.5891 |  |  |  | Floor 1 | 0 | 0.035 | 1.282 | 51 | 0.5 | 32.691 | 17.1356 |  |  |  | Floor 1 | 0 | 0.035 | 1.282 | 51 | 0.5 | 32.691 | 17.081 |  |  |  | Floor 1 | 10.2329 | 0.035 | 0.27 | 51 | 0.5 | 6.885 | 3.578 |  |  |  | Floor 1 | 0 | 0.035 | 1.282 | 51 | 0.5 | 32.691 | 17.1356 |  |  |  | Floor 1 | 0 | 0.035 | 1.282 | 51 | 0.5 | 32.691 | 17.0828 |  |  |  | Floor 1 | 0 | 0.035 | 1.282 | 51 | 0.5 | 32.691 | 16.9006 |  |  |  | Floor 1 | 10.2329 | 0.035 | 0.27 | 51 | 0.5 | 6.885 | 3.54 |  |  |  | Floor 1 | 0 | 0.035 | 1.282 | 51 | 0.5 | 32.691 | 16.8478 |  |  |  | Floor 1 | 9.7699 | 0.035 | 0.28 | 51 | 0.5 | 7.14 | 3.7661 |  |  |  | Floor 1 | 9.7699 | 0.035 | 0.28 | 51 | 0.5 | 7.14 | 3.678 |  |  |  | Floor 1 | 0 | 0.035 | 1.282 | 51 | 0.5 | 32.691 | 16.9355 |  |  |  | Floor 1 | 0 | 0.035 | 1.282 | 51 | 0.5 | 32.691 | 16.8358 |  |  |  | Floor 1 | 9.7699 | 0.035 | 0.28 | 51 | 0.5 | 7.14 | 3.7004 |  |  |  | Floor 1 | 9.7699 | 0.035 | 0.28 | 51 | 0.5 | 7.14 | 3.7221 |  |  |  | Floor 1 | 0 | 0.035 | 1.282 | 51 | 0.5 | 32.691 | 17.0378 |  |  |  | Floor 1 | 0 | 0.035 | 1.282 | 51 | 0.5 | 32.691 | 16.9025
| Floor 2 | [6 empty] | 0 |  |  |  | Floor 2 |  |  |  | 0 |  |  | 0 |  |  |  | Floor 2 |  |  |  | 0 |  |  | 0 |  |  |  | Floor 2 |  |  |  | 0 |  |  | 0 |  |  |  | Floor 2 |  |  |  | 0 |  |  | 0 |  |  |  | Floor 2 |  |  |  | 0 |  |  | 0 |  |  |  | Floor 2 |  |  |  | 0 |  |  | 0 |  |  |  | Floor 2 |  |  |  | 0 |  |  | 0 |  |  |  | Floor 2 |  |  |  | 0 |  |  | 0 |  |  |  | Floor 2 |  |  |  | 0 |  |  | 0 |  |  |  | Floor 2 |  |  |  | 0 |  |  | 0 |  |  |  | Floor 2 |  |  |  | 0 |  |  | 0 |  |  |  | Floor 2 |  |  |  | 0 |  |  | 0 |  |  |  | Floor 2 |  |  |  | 0 |  |  | 0 |  |  |  | Floor 2 |  |  |  | 0 |  |  | 0 |  |  |  | Floor 2 |  |  |  | 0 |  |  | 0 |  |  |  | Floor 2 |  |  |  | 0 |  |  | 0 |  |  |  | Floor 2 |  |  |  | 0 |  |  | 0 |  |  |  | Floor 2 |  |  |  | 0 |  |  | 0
| Window 1 | 5.2 | 3.1 | 1 |  |  | 16.12 | 8.2188 |  |  |  | Window 1 | Replace |  | 1.2 | 3.1 | 1 | 3.72 | 2.1305 |  |  |  | Window 1 | Replace |  | 5.2 | 3.1 | 1 | 16.12 | 8.4033 |  |  |  | Window 1 | Replace |  | 1.2 | 3.1 | 1 | 3.72 | 1.9499 |  |  |  | Window 1 | Replace |  | 5.2 | 3.1 | 1 | 16.12 | 8.4227 |  |  |  | Window 1 | Replace |  | 5.2 | 3.1 | 1 | 16.12 | 8.3772 |  |  |  | Window 1 | Replace |  | 1.2 | 3.1 | 1 | 3.72 | 1.9499 |  |  |  | Window 1 | Replace |  | 1.2 | 3.1 | 1 | 3.72 | 1.9439 |  |  |  | Window 1 | Replace |  | 5.2 | 3.1 | 1 | 16.12 | 8.3337 |  |  |  | Window 1 | Replace |  | 5.2 | 3.1 | 1 | 16.12 | 8.2883 |  |  |  | Window 1 | Replace |  | 5.2 | 3.1 | 1 | 16.12 | 8.3077 |  |  |  | Window 1 | Replace |  | 1.2 | 3.1 | 1 | 3.72 | 1.9622 |  |  |  | Window 1 | Replace |  | 5.2 | 3.1 | 1 | 16.12 | 8.3039 |  |  |  | Window 1 | Replace |  | 1.2 | 3.1 | 1 | 3.72 | 1.9271 |  |  |  | Window 1 | Replace |  | 5.2 | 3.1 | 1 | 16.12 | 8.3018 |  |  |  | Window 1 | Replace |  | 5.2 | 3.1 | 1 | 16.12 | 8.3543 |  |  |  | Window 1 | Replace |  | 1.2 | 3.1 | 1 | 3.72 | 1.9393 |  |  |  | Window 1 | Replace |  | 1.2 | 3.1 | 1 | 3.72 | 1.9388 |  |  |  | Window 1 | Replace |  | 1.2 | 3.1 | 1 | 3.72 | 1.9234
| Window 2 | 2.9 | 18 | 1 |  |  | 52.2 | 26.6141 |  |  |  | Window 2 | Replace |  | 1.2 | 18 | 1 | 21.6 | 12.3708 |  |  |  | Window 2 | Replace |  | 2.9 | 18 | 1 | 52.2 | 27.2116 |  |  |  | Window 2 | Replace |  | 1.2 | 18 | 1 | 21.6 | 11.3221 |  |  |  | Window 2 | Replace |  | 2.9 | 18 | 1 | 52.2 | 27.2744 |  |  |  | Window 2 | Replace |  | 2.9 | 18 | 1 | 52.2 | 27.1272 |  |  |  | Window 2 | Replace |  | 1.2 | 18 | 1 | 21.6 | 11.3221 |  |  |  | Window 2 | Replace |  | 1.2 | 18 | 1 | 21.6 | 11.2871 |  |  |  | Window 2 | Replace |  | 2.9 | 18 | 1 | 52.2 | 26.9864 |  |  |  | Window 2 | Replace |  | 2.9 | 18 | 1 | 52.2 | 26.8393 |  |  |  | Window 2 | Replace |  | 2.9 | 18 | 1 | 52.2 | 26.902 |  |  |  | Window 2 | Replace |  | 1.2 | 18 | 1 | 21.6 | 11.3934 |  |  |  | Window 2 | Replace |  | 2.9 | 18 | 1 | 52.2 | 26.8898 |  |  |  | Window 2 | Replace |  | 1.2 | 18 | 1 | 21.6 | 11.1898 |  |  |  | Window 2 | Replace |  | 2.9 | 18 | 1 | 52.2 | 26.8829 |  |  |  | Window 2 | Replace |  | 2.9 | 18 | 1 | 52.2 | 27.0532 |  |  |  | Window 2 | Replace |  | 1.2 | 18 | 1 | 21.6 | 11.2603 |  |  |  | Window 2 | Replace |  | 1.2 | 18 | 1 | 21.6 | 11.2574 |  |  |  | Window 2 | Replace |  | 1.2 | 18 | 1 | 21.6 | 11.168
| Door 1 | 3.5 | 1.8 | 1 |  |  | 6.3 | 3.212 |  |  |  | Door 1 | Replace |  | 3.5 | 1.8 | 1 | 6.3 | 3.6081 |  |  |  | Door 1 | Replace |  | 3.5 | 1.8 | 1 | 6.3 | 3.2842 |  |  |  | Door 1 | Replace |  | 3.5 | 1.8 | 1 | 6.3 | 3.3023 |  |  |  | Door 1 | Replace |  | 3.5 | 1.8 | 1 | 6.3 | 3.2917 |  |  |  | Door 1 | Replace |  | 3.5 | 1.8 | 1 | 6.3 | 3.274 |  |  |  | Door 1 | Replace |  | 3.5 | 1.8 | 1 | 6.3 | 3.3023 |  |  |  | Door 1 | Replace |  | 3.5 | 1.8 | 1 | 6.3 | 3.2921 |  |  |  | Door 1 | Replace |  | 3.5 | 1.8 | 1 | 6.3 | 3.257 |  |  |  | Door 1 | Replace |  | 3.5 | 1.8 | 1 | 6.3 | 3.2392 |  |  |  | Door 1 | Replace |  | 3.5 | 1.8 | 1 | 6.3 | 3.2468 |  |  |  | Door 1 | Replace |  | 3.5 | 1.8 | 1 | 6.3 | 3.3231 |  |  |  | Door 1 | Replace |  | 3.5 | 1.8 | 1 | 6.3 | 3.2453 |  |  |  | Door 1 | Replace |  | 3.5 | 1.8 | 1 | 6.3 | 3.2637 |  |  |  | Door 1 | Replace |  | 3.5 | 1.8 | 1 | 6.3 | 3.2445 |  |  |  | Door 1 | Replace |  | 3.5 | 1.8 | 1 | 6.3 | 3.265 |  |  |  | Door 1 | Replace |  | 3.5 | 1.8 | 1 | 6.3 | 3.2842 |  |  |  | Door 1 | Replace |  | 3.5 | 1.8 | 1 | 6.3 | 3.2834 |  |  |  | Door 1 | Replace |  | 3.5 | 1.8 | 1 | 6.3 | 3.2573
|  | DUtb | S Aenv,i |  |  |  | Htr,tb | [7 empty] | DUtb | S Aenv,i |  | Htr,tb | [7 empty] | DUtb | S Aenv,i |  | Htr,tb | [6 empty] | DUtb |  | S Aenv,i |  | Htr,tb | [7 empty] | DUtb | S Aenv,i |  | Htr,tb | [7 empty] | DUtb | S Aenv,i |  | Htr,tb | [7 empty] | DUtb | S Aenv,i |  | Htr,tb | [7 empty] | DUtb | S Aenv,i |  | Htr,tb | [7 empty] | DUtb | S Aenv,i |  | Htr,tb | [7 empty] | DUtb | S Aenv,i |  | Htr,tb | [7 empty] | DUtb | S Aenv,i |  | Htr,tb | [7 empty] | DUtb | S Aenv,i |  | Htr,tb | [7 empty] | DUtb | S Aenv,i |  | Htr,tb | [7 empty] | DUtb | S Aenv,i |  | Htr,tb | [7 empty] | DUtb | S Aenv,i |  | Htr,tb | [7 empty] | DUtb | S Aenv,i |  | Htr,tb | [7 empty] | DUtb | S Aenv,i |  | Htr,tb | [7 empty] | DUtb | S Aenv,i |  | Htr,tb | [7 empty] | DUtb | S Aenv,i |  | Htr,tb
|  | 0 | 241.5 | 1 |  |  | 0 | [7 empty] | 0 | 241.5 | 1 | 0 | [7 empty] | 0 | 241.5 | 1 | 0 | [6 empty] | 0 |  | 241.5 | 1 | 0 | 0 | [6 empty] | 0 | 241.5 | 1 | 0 | [7 empty] | 0 | 241.5 | 1 | 0 | [7 empty] | 0 | 241.5 | 1 | 0 | [7 empty] | 0 | 241.5 | 1 | 0 | [7 empty] | 0 | 241.5 | 1 | 0 | [7 empty] | 0 | 241.5 | 1 | 0 | [7 empty] | 0 | 241.5 | 1 | 0 | [7 empty] | 0 | 241.5 | 1 | 0 | [7 empty] | 0 | 241.5 | 1 | 0 | [7 empty] | 0 | 241.5 | 1 | 0 | [7 empty] | 0 | 241.5 | 1 | 0 | [7 empty] | 0 | 241.5 | 1 | 0 | [7 empty] | 0 | 241.5 | 1 | 0 | [7 empty] | 0 | 241.5 | 1 | 0 | [7 empty] | 0 | 241.5 | 1 | 0
| Heat transfer coefficient by transmission Htr | [5 empty] | 214.7426 | 109.4863 | 6.4423 | 1.8417 |  | Heat transfer coefficient by transmission Htr | [5 empty] | 70.271 | 40.2457 | 2.1081 | 0.60267 |  | Heat transfer coefficient by transmission Htr | [5 empty] | 146.2676 | 76.2486 | 4.388 | 1.2544 |  | Heat transfer coefficient by transmission Htr | [5 empty] | 129.0736 | 67.6564 | 3.8722 | 1.107 |  | Heat transfer coefficient by transmission Htr | [5 empty] | 139.077 | 72.6674 | 4.1723 | 1.1928 |  | Heat transfer coefficient by transmission Htr | [5 empty] | 155.94 | 81.0387 | 4.6782 | 1.3374 |  | Heat transfer coefficient by transmission Htr | [5 empty] | 129.0736 | 67.6564 | 3.8722 | 1.107 |  | Heat transfer coefficient by transmission Htr | [5 empty] | 138.746 | 72.5021 | 4.1624 | 1.1899 |  | Heat transfer coefficient by transmission Htr | [5 empty] | 172.0736 | 88.9589 | 5.1622 | 1.4758 |  | Heat transfer coefficient by transmission Htr | [5 empty] | 188.9366 | 97.1442 | 5.6681 | 1.6204 |  | Heat transfer coefficient by transmission Htr | [5 empty] | 181.746 | 93.6655 | 5.4524 | 1.5587 |  | Heat transfer coefficient by transmission Htr | [5 empty] | 115.388 | 60.8637 | 3.4616 | 0.98961 |  | Heat transfer coefficient by transmission Htr | [5 empty] | 183.1526 | 94.3473 | 5.4946 | 1.5708 |  | Heat transfer coefficient by transmission Htr | [5 empty] | 165.7036 | 85.8421 | 4.9711 | 1.4211 |  | Heat transfer coefficient by transmission Htr | [5 empty] | 183.939 | 94.7282 | 5.5182 | 1.5775 |  | Heat transfer coefficient by transmission Htr | [5 empty] | 164.427 | 85.2159 | 4.9328 | 1.4102 |  | Heat transfer coefficient by transmission Htr | [5 empty] | 146.1916 | 76.2109 | 4.3857 | 1.2538 |  | Heat transfer coefficient by transmission Htr | [5 empty] | 146.978 | 76.6015 | 4.4093 | 1.2605 |  | Heat transfer coefficient by transmission Htr | [5 empty] | 171.7426 | 88.7973 | 5.1523 | 1.4729
| Heat transfer coefficient by ventilation Hve | [5 empty] | 79.288 | 40.4249 |  |  |  | Heat transfer coefficient by ventilation Hve | [5 empty] | 49.555 | 28.3812 |  |  |  | Heat transfer coefficient by ventilation Hve | [5 empty] | 59.466 | 30.9993 |  |  |  | Heat transfer coefficient by ventilation Hve | [5 empty] | 59.466 | 31.1703 |  |  |  | Heat transfer coefficient by ventilation Hve | [5 empty] | 59.466 | 31.0708 |  |  |  | Heat transfer coefficient by ventilation Hve | [5 empty] | 59.466 | 30.9032 |  |  |  | Heat transfer coefficient by ventilation Hve | [5 empty] | 59.466 | 31.1703 |  |  |  | Heat transfer coefficient by ventilation Hve | [5 empty] | 59.466 | 31.0741 |  |  |  | Heat transfer coefficient by ventilation Hve | [5 empty] | 69.377 | 35.8666 |  |  |  | Heat transfer coefficient by ventilation Hve | [5 empty] | 69.377 | 35.6711 |  |  |  | Heat transfer coefficient by ventilation Hve | [5 empty] | 69.377 | 35.7545 |  |  |  | Heat transfer coefficient by ventilation Hve | [5 empty] | 59.466 | 31.3665 |  |  |  | Heat transfer coefficient by ventilation Hve | [5 empty] | 69.377 | 35.7381 |  |  |  | Heat transfer coefficient by ventilation Hve | [5 empty] | 69.377 | 35.9405 |  |  |  | Heat transfer coefficient by ventilation Hve | [5 empty] | 69.377 | 35.729 |  |  |  | Heat transfer coefficient by ventilation Hve | [5 empty] | 69.377 | 35.9553 |  |  |  | Heat transfer coefficient by ventilation Hve | [5 empty] | 69.377 | 36.1668 |  |  |  | Heat transfer coefficient by ventilation Hve | [5 empty] | 69.377 | 36.1577 |  |  |  | Heat transfer coefficient by ventilation Hve | [5 empty] | 69.377 | 35.8705
| Volume-specific heat air capacity | air change rate by use | air change rate by infiltration | room height (standard value) | [7 empty] | Volume-specific heat air capacity | air change rate by use | air change rate by infiltration | room height (standard value) | [7 empty] | Volume-specific heat air capacity | air change rate by use | air change rate by infiltration | room height (standard value) | [7 empty] | Volume-specific heat air capacity | air change rate by use | air change rate by infiltration | room height (standard value) | [7 empty] | Volume-specific heat air capacity | air change rate by use | air change rate by infiltration | room height (standard value) | [7 empty] | Volume-specific heat air capacity | air change rate by use | air change rate by infiltration | room height (standard value) | [7 empty] | Volume-specific heat air capacity | air change rate by use | air change rate by infiltration | room height (standard value) | [7 empty] | Volume-specific heat air capacity | air change rate by use | air change rate by infiltration | room height (standard value) | [7 empty] | Volume-specific heat air capacity | air change rate by use | air change rate by infiltration | room height (standard value) | [7 empty] | Volume-specific heat air capacity | air change rate by use | air change rate by infiltration | room height (standard value) | [7 empty] | Volume-specific heat air capacity | air change rate by use | air change rate by infiltration | room height (standard value) | [7 empty] | Volume-specific heat air capacity | air change rate by use | air change rate by infiltration | room height (standard value) | [7 empty] | Volume-specific heat air capacity | air change rate by use | air change rate by infiltration | room height (standard value) | [7 empty] | Volume-specific heat air capacity | air change rate by use | air change rate by infiltration | room height (standard value) | [7 empty] | Volume-specific heat air capacity | air change rate by use | air change rate by infiltration | room height (standard value) | [7 empty] | Volume-specific heat air capacity | air change rate by use | air change rate by infiltration | room height (standard value) | [7 empty] | Volume-specific heat air capacity | air change rate by use | air change rate by infiltration | room height (standard value) | [7 empty] | Volume-specific heat air capacity | air change rate by use | air change rate by infiltration | room height (standard value) | [7 empty] | Volume-specific heat air capacity | air change rate by use | air change rate by infiltration | room height (standard value)
| cp,air | nair,use | nair,infiltration | hroom | [7 empty] | cp,air | nair,use | nair,infiltration | hroom | [7 empty] | cp,air | nair,use | nair,infiltration | hroom | [7 empty] | cp,air | nair,use | nair,infiltration | hroom | [7 empty] | cp,air | nair,use | nair,infiltration | hroom | [7 empty] | cp,air | nair,use | nair,infiltration | hroom | [7 empty] | cp,air | nair,use | nair,infiltration | hroom | [7 empty] | cp,air | nair,use | nair,infiltration | hroom | [7 empty] | cp,air | nair,use | nair,infiltration | hroom | [7 empty] | cp,air | nair,use | nair,infiltration | hroom | [7 empty] | cp,air | nair,use | nair,infiltration | hroom | [7 empty] | cp,air | nair,use | nair,infiltration | hroom | [7 empty] | cp,air | nair,use | nair,infiltration | hroom | [7 empty] | cp,air | nair,use | nair,infiltration | hroom | [7 empty] | cp,air | nair,use | nair,infiltration | hroom | [7 empty] | cp,air | nair,use | nair,infiltration | hroom | [7 empty] | cp,air | nair,use | nair,infiltration | hroom | [7 empty] | cp,air | nair,use | nair,infiltration | hroom | [7 empty] | cp,air | nair,use | nair,infiltration | hroom
| Wh/(m³K) | 1/h | 1/h | m | [7 empty] | Wh/(m³K) | 1/h | 1/h | m | [7 empty] | Wh/(m³K) | 1/h | 1/h | m | [7 empty] | Wh/(m³K) | 1/h | 1/h | m | [7 empty] | Wh/(m³K) | 1/h | 1/h | m | [7 empty] | Wh/(m³K) | 1/h | 1/h | m | [7 empty] | Wh/(m³K) | 1/h | 1/h | m | [7 empty] | Wh/(m³K) | 1/h | 1/h | m | [7 empty] | Wh/(m³K) | 1/h | 1/h | m | [7 empty] | Wh/(m³K) | 1/h | 1/h | m | [7 empty] | Wh/(m³K) | 1/h | 1/h | m | [7 empty] | Wh/(m³K) | 1/h | 1/h | m | [7 empty] | Wh/(m³K) | 1/h | 1/h | m | [7 empty] | Wh/(m³K) | 1/h | 1/h | m | [7 empty] | Wh/(m³K) | 1/h | 1/h | m | [7 empty] | Wh/(m³K) | 1/h | 1/h | m | [7 empty] | Wh/(m³K) | 1/h | 1/h | m | [7 empty] | Wh/(m³K) | 1/h | 1/h | m | [7 empty] | Wh/(m³K) | 1/h | 1/h | m
| 0.34 | 0.4 | 0.4 | 2.5 | [7 empty] | 0.34 | 0.4 | 0.1 | 2.5 | [7 empty] | 0.34 | 0.4 | 0.2 | 2.5 | [7 empty] | 0.34 | 0.4 | 0.2 | 2.5 | [7 empty] | 0.34 | 0.4 | 0.2 | 2.5 | [7 empty] | 0.34 | 0.4 | 0.2 | 2.5 | [7 empty] | 0.34 | 0.4 | 0.2 | 2.5 | [7 empty] | 0.34 | 0.4 | 0.2 | 2.5 | [7 empty] | 0.34 | 0.4 | 0.3 | 2.5 | [7 empty] | 0.34 | 0.4 | 0.3 | 2.5 | [7 empty] | 0.34 | 0.4 | 0.3 | 2.5 | [7 empty] | 0.34 | 0.4 | 0.2 | 2.5 | [7 empty] | 0.34 | 0.4 | 0.3 | 2.5 | [7 empty] | 0.34 | 0.4 | 0.3 | 2.5 | [7 empty] | 0.34 | 0.4 | 0.3 | 2.5 | [7 empty] | 0.34 | 0.4 | 0.3 | 2.5 | [7 empty] | 0.34 | 0.4 | 0.3 | 2.5 | [7 empty] | 0.34 | 0.4 | 0.3 | 2.5 | [7 empty] | 0.34 | 0.4 | 0.3 | 2.5
| Total heat transfer Qht | [5 empty] | 17479.6462 | 149.9112 |  |  |  | Total heat transfer Qht | [5 empty] | 8001.8899 | 68.6268 |  |  |  | Total heat transfer Qht | [5 empty] | 12505.1119 | 107.248 |  |  |  | Total heat transfer Qht | [5 empty] | 11523.1931 | 98.8267 |  |  |  | Total heat transfer Qht | [5 empty] | 12095.8715 | 103.7382 |  |  |  | Total heat transfer Qht | [5 empty] | 13052.4205 | 111.9419 |  |  |  | Total heat transfer Qht | [5 empty] | 11523.1931 | 98.8267 |  |  |  | Total heat transfer Qht | [5 empty] | 12076.9847 | 103.5762 |  |  |  | Total heat transfer Qht | [5 empty] | 14554.654 | 124.8255 |  |  |  | Total heat transfer Qht | [5 empty] | 15486.2552 | 132.8152 |  |  |  | Total heat transfer Qht | [5 empty] | 15090.3641 | 129.4199 |  |  |  | Total heat transfer Qht | [5 empty] | 10754.0487 | 92.2303 |  |  |  | Total heat transfer Qht | [5 empty] | 15167.9655 | 130.0855 |  |  |  | Total heat transfer Qht | [5 empty] | 14199.857 | 121.7827 |  |  |  | Total heat transfer Qht | [5 empty] | 15211.3172 | 130.4573 |  |  |  | Total heat transfer Qht | [5 empty] | 14128.5626 | 121.1712 |  |  |  | Total heat transfer Qht | [5 empty] | 13103.2323 | 112.3776 |  |  |  | Total heat transfer Qht | [5 empty] | 13147.7171 | 112.7592 |  |  |  | Total heat transfer Qht | [5 empty] | 14536.2569 | 124.6677
| temperature reduction factor | internal temperature | external temperature | heating degree days | accumulated differences between internal and external temperature | [6 empty] | temperature reduction factor | internal temperature | external temperature | heating degree days | accumulated differences between internal and external temperature | [6 empty] | temperature reduction factor | internal temperature | external temperature | heating degree days | accumulated differences between internal and external temperature | [6 empty] | temperature reduction factor | internal temperature | external temperature | heating degree days | accumulated differences between internal and external temperature | [6 empty] | temperature reduction factor | internal temperature | external temperature | heating degree days | accumulated differences between internal and external temperature | [6 empty] | temperature reduction factor | internal temperature | external temperature | heating degree days | accumulated differences between internal and external temperature | [6 empty] | temperature reduction factor | internal temperature | external temperature | heating degree days | accumulated differences between internal and external temperature | [6 empty] | temperature reduction factor | internal temperature | external temperature | heating degree days | accumulated differences between internal and external temperature | [6 empty] | temperature reduction factor | internal temperature | external temperature | heating degree days | accumulated differences between internal and external temperature | [6 empty] | temperature reduction factor | internal temperature | external temperature | heating degree days | accumulated differences between internal and external temperature | [6 empty] | temperature reduction factor | internal temperature | external temperature | heating degree days | accumulated differences between internal and external temperature | [6 empty] | temperature reduction factor | internal temperature | external temperature | heating degree days | accumulated differences between internal and external temperature | [6 empty] | temperature reduction factor | internal temperature | external temperature | heating degree days | accumulated differences between internal and external temperature | [6 empty] | temperature reduction factor | internal temperature | external temperature | heating degree days | accumulated differences between internal and external temperature | [6 empty] | temperature reduction factor | internal temperature | external temperature | heating degree days | accumulated differences between internal and external temperature | [6 empty] | temperature reduction factor | internal temperature | external temperature | heating degree days | accumulated differences between internal and external temperature | [6 empty] | temperature reduction factor | internal temperature | external temperature | heating degree days | accumulated differences between internal and external temperature | [6 empty] | temperature reduction factor | internal temperature | external temperature | heating degree days | accumulated differences between internal and external temperature | [6 empty] | temperature reduction factor | internal temperature | external temperature | heating degree days | accumulated differences between internal and external temperature
| Fred | Ji | Je | dhs |  | x 0,024 | [5 empty] | Fred | Ji | Je | dhs |  | x 0,024 | [5 empty] | Fred | Ji | Je | dhs |  | x 0,024 | [5 empty] | Fred | Ji | Je | dhs |  | x 0,024 | [5 empty] | Fred | Ji | Je | dhs |  | x 0,024 | [5 empty] | Fred | Ji | Je | dhs |  | x 0,024 | [5 empty] | Fred | Ji | Je | dhs |  | x 0,024 | [5 empty] | Fred | Ji | Je | dhs |  | x 0,024 | [5 empty] | Fred | Ji | Je | dhs |  | x 0,024 | [5 empty] | Fred | Ji | Je | dhs |  | x 0,024 | [5 empty] | Fred | Ji | Je | dhs |  | x 0,024 | [5 empty] | Fred | Ji | Je | dhs |  | x 0,024 | [5 empty] | Fred | Ji | Je | dhs |  | x 0,024 | [5 empty] | Fred | Ji | Je | dhs |  | x 0,024 | [5 empty] | Fred | Ji | Je | dhs |  | x 0,024 | [5 empty] | Fred | Ji | Je | dhs |  | x 0,024 | [5 empty] | Fred | Ji | Je | dhs |  | x 0,024 | [5 empty] | Fred | Ji | Je | dhs |  | x 0,024 | [5 empty] | Fred | Ji | Je | dhs |  | x 0,024
| W/(m²K) | °C | °C | d/a | Kd/a | kKh/a |  | Design temperature for heat pump |  |  |  | W/(m²K) | °C | °C | d/a | Kd/a | kKh/a |  | Design temperature for heat pump |  |  |  | W/(m²K) | °C | °C | d/a | Kd/a | kKh/a |  | Design temperature for heat pump |  |  |  | W/(m²K) | °C | °C | d/a | Kd/a | kKh/a |  | Design temperature for heat pump |  |  |  | W/(m²K) | °C | °C | d/a | Kd/a | kKh/a |  | Design temperature for heat pump |  |  |  | W/(m²K) | °C | °C | d/a | Kd/a | kKh/a |  | Design temperature for heat pump |  |  |  | W/(m²K) | °C | °C | d/a | Kd/a | kKh/a |  | Design temperature for heat pump |  |  |  | W/(m²K) | °C | °C | d/a | Kd/a | kKh/a |  | Design temperature for heat pump |  |  |  | W/(m²K) | °C | °C | d/a | Kd/a | kKh/a |  | Design temperature for heat pump |  |  |  | W/(m²K) | °C | °C | d/a | Kd/a | kKh/a |  | Design temperature for heat pump |  |  |  | W/(m²K) | °C | °C | d/a | Kd/a | kKh/a |  | Design temperature for heat pump |  |  |  | W/(m²K) | °C | °C | d/a | Kd/a | kKh/a |  | Design temperature for heat pump |  |  |  | W/(m²K) | °C | °C | d/a | Kd/a | kKh/a |  | Design temperature for heat pump |  |  |  | W/(m²K) | °C | °C | d/a | Kd/a | kKh/a |  | Design temperature for heat pump |  |  |  | W/(m²K) | °C | °C | d/a | Kd/a | kKh/a |  | Design temperature for heat pump |  |  |  | W/(m²K) | °C | °C | d/a | Kd/a | kKh/a |  | Design temperature for heat pump |  |  |  | W/(m²K) | °C | °C | d/a | Kd/a | kKh/a |  | Design temperature for heat pump |  |  |  | W/(m²K) | °C | °C | d/a | Kd/a | kKh/a |  | Design temperature for heat pump |  |  |  | W/(m²K) | °C | °C | d/a | Kd/a | kKh/a |  | Design temperature for heat pump
| 0.87194 | 20 | 6.6 | 212 | 2840.8 | 68.1792 |  | -10 |  |  |  | 0.97947 | 20 | 6.6 | 212 | 2840.8 | 68.1792 |  | -10 |  |  |  | 0.89152 | 20 | 6.6 | 212 | 2840.8 | 68.1792 |  | -10 |  |  |  | 0.89643 | 20 | 6.6 | 212 | 2840.8 | 68.1792 |  | -10 |  |  |  | 0.89357 | 20 | 6.6 | 212 | 2840.8 | 68.1792 |  | -10 |  |  |  | 0.88875 | 20 | 6.6 | 212 | 2840.8 | 68.1792 |  | -10 |  |  |  | 0.89643 | 20 | 6.6 | 212 | 2840.8 | 68.1792 |  | -10 |  |  |  | 0.89367 | 20 | 6.6 | 212 | 2840.8 | 68.1792 |  | -10 |  |  |  | 0.88414 | 20 | 6.6 | 212 | 2840.8 | 68.1792 |  | -10 |  |  |  | 0.87932 | 20 | 6.6 | 212 | 2840.8 | 68.1792 |  | -10 |  |  |  | 0.88138 | 20 | 6.6 | 212 | 2840.8 | 68.1792 |  | -10 |  |  |  | 0.90208 | 20 | 6.6 | 212 | 2840.8 | 68.1792 |  | -10 |  |  |  | 0.88097 | 20 | 6.6 | 212 | 2840.8 | 68.1792 |  | -10 |  |  |  | 0.88596 | 20 | 6.6 | 212 | 2840.8 | 68.1792 |  | -10 |  |  |  | 0.88075 | 20 | 6.6 | 212 | 2840.8 | 68.1792 |  | -10 |  |  |  | 0.88633 | 20 | 6.6 | 212 | 2840.8 | 68.1792 |  | -10 |  |  |  | 0.89154 | 20 | 6.6 | 212 | 2840.8 | 68.1792 |  | -10 |  |  |  | 0.89132 | 20 | 6.6 | 212 | 2840.8 | 68.1792 |  | -10 |  |  |  | 0.88424 | 20 | 6.6 | 212 | 2840.8 | 68.1792 |  | -10
| Solar heat load during heating season Qsol | [5 empty] | 1268.7933 | 10.8816 |  |  |  | Solar heat load during heating season Qsol | [5 empty] | 1072.2197 | 9.1957 |  |  |  | Solar heat load during heating season Qsol | [5 empty] | 1072.2197 | 9.1957 |  |  |  | Solar heat load during heating season Qsol | [5 empty] | 1072.2197 | 9.1957 |  |  |  | Solar heat load during heating season Qsol | [5 empty] | 1072.2197 | 9.1957 |  |  |  | Solar heat load during heating season Qsol | [5 empty] | 1072.2197 | 9.1957 |  |  |  | Solar heat load during heating season Qsol | [5 empty] | 1072.2197 | 9.1957 |  |  |  | Solar heat load during heating season Qsol | [5 empty] | 1072.2197 | 9.1957 |  |  |  | Solar heat load during heating season Qsol | [5 empty] | 1072.2197 | 9.1957 |  |  |  | Solar heat load during heating season Qsol | [5 empty] | 1072.2197 | 9.1957 |  |  |  | Solar heat load during heating season Qsol | [5 empty] | 1072.2197 | 9.1957 |  |  |  | Solar heat load during heating season Qsol | [5 empty] | 1072.2197 | 9.1957 |  |  |  | Solar heat load during heating season Qsol | [5 empty] | 1072.2197 | 9.1957 |  |  |  | Solar heat load during heating season Qsol | [5 empty] | 1072.2197 | 9.1957 |  |  |  | Solar heat load during heating season Qsol | [5 empty] | 1072.2197 | 9.1957 |  |  |  | Solar heat load during heating season Qsol | [5 empty] | 1072.2197 | 9.1957 |  |  |  | Solar heat load during heating season Qsol | [5 empty] | 1072.2197 | 9.1957 |  |  |  | Solar heat load during heating season Qsol | [5 empty] | 1072.2197 | 9.1957 |  |  |  | Solar heat load during heating season Qsol | [5 empty] | 1072.2197 | 9.1957
Window orientation | external shading Fsh | frame area fraction FF | non-perpen- dicular FW | solar energy transmittance ggl,n | window area Awindow,i | solar global radiation Isol,i |  |  |  |  | Window orientation | external shading Fsh | frame area fraction FF | non-perpen- dicular FW | solar energy transmittance ggl,n | window area Awindow,i | solar global radiation Isol,i |  |  |  |  | Window orientation | external shading Fsh | frame area fraction FF | non-perpen- dicular FW | solar energy transmittance ggl,n | window area Awindow,i | solar global radiation Isol,i |  |  |  |  | Window orientation | external shading Fsh | frame area fraction FF | non-perpen- dicular FW | solar energy transmittance ggl,n | window area Awindow,i | solar global radiation Isol,i |  |  |  |  | Window orientation | external shading Fsh | frame area fraction FF | non-perpen- dicular FW | solar energy transmittance ggl,n | window area Awindow,i | solar global radiation Isol,i |  |  |  |  | Window orientation | external shading Fsh | frame area fraction FF | non-perpen- dicular FW | solar energy transmittance ggl,n | window area Awindow,i | solar global radiation Isol,i |  |  |  |  | Window orientation | external shading Fsh | frame area fraction FF | non-perpen- dicular FW | solar energy transmittance ggl,n | window area Awindow,i | solar global radiation Isol,i |  |  |  |  | Window orientation | external shading Fsh | frame area fraction FF | non-perpen- dicular FW | solar energy transmittance ggl,n | window area Awindow,i | solar global radiation Isol,i |  |  |  |  | Window orientation | external shading Fsh | frame area fraction FF | non-perpen- dicular FW | solar energy transmittance ggl,n | window area Awindow,i | solar global radiation Isol,i |  |  |  |  | Window orientation | external shading Fsh | frame area fraction FF | non-perpen- dicular FW | solar energy transmittance ggl,n | window area Awindow,i | solar global radiation Isol,i |  |  |  |  | Window orientation | external shading Fsh | frame area fraction FF | non-perpen- dicular FW | solar energy transmittance ggl,n | window area Awindow,i | solar global radiation Isol,i |  |  |  |  | Window orientation | external shading Fsh | frame area fraction FF | non-perpen- dicular FW | solar energy transmittance ggl,n | window area Awindow,i | solar global radiation Isol,i |  |  |  |  | Window orientation | external shading Fsh | frame area fraction FF | non-perpen- dicular FW | solar energy transmittance ggl,n | window area Awindow,i | solar global radiation Isol,i |  |  |  |  | Window orientation | external shading Fsh | frame area fraction FF | non-perpen- dicular FW | solar energy transmittance ggl,n | window area Awindow,i | solar global radiation Isol,i |  |  |  |  | Window orientation | external shading Fsh | frame area fraction FF | non-perpen- dicular FW | solar energy transmittance ggl,n | window area Awindow,i | solar global radiation Isol,i |  |  |  |  | Window orientation | external shading Fsh | frame area fraction FF | non-perpen- dicular FW | solar energy transmittance ggl,n | window area Awindow,i | solar global radiation Isol,i |  |  |  |  | Window orientation | external shading Fsh | frame area fraction FF | non-perpen- dicular FW | solar energy transmittance ggl,n | window area Awindow,i | solar global radiation Isol,i |  |  |  |  | Window orientation | external shading Fsh | frame area fraction FF | non-perpen- dicular FW | solar energy transmittance ggl,n | window area Awindow,i | solar global radiation Isol,i |  |  |  |  | Window orientation | external shading Fsh | frame area fraction FF | non-perpen- dicular FW | solar energy transmittance ggl,n | window area Awindow,i | solar global radiation Isol,i
[6 empty] | kWh/(m²a) | kWh/a | [9 empty] | kWh/(m²a) | kWh/a | [9 empty] | kWh/(m²a) | kWh/a | [9 empty] | kWh/(m²a) | kWh/a | [9 empty] | kWh/(m²a) | kWh/a | [9 empty] | kWh/(m²a) | kWh/a | [9 empty] | kWh/(m²a) | kWh/a | [9 empty] | kWh/(m²a) | kWh/a | [9 empty] | kWh/(m²a) | kWh/a | [9 empty] | kWh/(m²a) | kWh/a | [9 empty] | kWh/(m²a) | kWh/a | [9 empty] | kWh/(m²a) | kWh/a | [9 empty] | kWh/(m²a) | kWh/a | [9 empty] | kWh/(m²a) | kWh/a | [9 empty] | kWh/(m²a) | kWh/a | [9 empty] | kWh/(m²a) | kWh/a | [9 empty] | kWh/(m²a) | kWh/a | [9 empty] | kWh/(m²a) | kWh/a | [9 empty] | kWh/(m²a) | kWh/a
Horizontal | 0.8 | 0.3 | 0.9 | 0.71 |  | 324 |  |  |  |  | Horizontal | 0.8 | 0.3 | 0.9 | 0.6 |  | 324 |  |  |  |  | Horizontal | 0.8 | 0.3 | 0.9 | 0.6 |  | 324 |  |  |  |  | Horizontal | 0.8 | 0.3 | 0.9 | 0.6 |  | 324 |  |  |  |  | Horizontal | 0.8 | 0.3 | 0.9 | 0.6 |  | 324 |  |  |  |  | Horizontal | 0.8 | 0.3 | 0.9 | 0.6 |  | 324 |  |  |  |  | Horizontal | 0.8 | 0.3 | 0.9 | 0.6 |  | 324 |  |  |  |  | Horizontal | 0.8 | 0.3 | 0.9 | 0.6 |  | 324 |  |  |  |  | Horizontal | 0.8 | 0.3 | 0.9 | 0.6 |  | 324 |  |  |  |  | Horizontal | 0.8 | 0.3 | 0.9 | 0.6 |  | 324 |  |  |  |  | Horizontal | 0.8 | 0.3 | 0.9 | 0.6 |  | 324 |  |  |  |  | Horizontal | 0.8 | 0.3 | 0.9 | 0.6 |  | 324 |  |  |  |  | Horizontal | 0.8 | 0.3 | 0.9 | 0.6 |  | 324 |  |  |  |  | Horizontal | 0.8 | 0.3 | 0.9 | 0.6 |  | 324 |  |  |  |  | Horizontal | 0.8 | 0.3 | 0.9 | 0.6 |  | 324 |  |  |  |  | Horizontal | 0.8 | 0.3 | 0.9 | 0.6 |  | 324 |  |  |  |  | Horizontal | 0.8 | 0.3 | 0.9 | 0.6 |  | 324 |  |  |  |  | Horizontal | 0.8 | 0.3 | 0.9 | 0.6 |  | 324 |  |  |  |  | Horizontal | 0.8 | 0.3 | 0.9 | 0.6 |  | 324
East | 0.6 | 0.3 | 0.9 | 0.71 | 10.6 | 225 | 640.0863 |  |  |  | East | 0.6 | 0.3 | 0.9 | 0.6 | 10.6 | 225 | 540.918 |  |  |  | East | 0.6 | 0.3 | 0.9 | 0.6 | 10.6 | 225 | 540.918 |  |  |  | East | 0.6 | 0.3 | 0.9 | 0.6 | 10.6 | 225 | 540.918 |  |  |  | East | 0.6 | 0.3 | 0.9 | 0.6 | 10.6 | 225 | 540.918 |  |  |  | East | 0.6 | 0.3 | 0.9 | 0.6 | 10.6 | 225 | 540.918 |  |  |  | East | 0.6 | 0.3 | 0.9 | 0.6 | 10.6 | 225 | 540.918 |  |  |  | East | 0.6 | 0.3 | 0.9 | 0.6 | 10.6 | 225 | 540.918 |  |  |  | East | 0.6 | 0.3 | 0.9 | 0.6 | 10.6 | 225 | 540.918 |  |  |  | East | 0.6 | 0.3 | 0.9 | 0.6 | 10.6 | 225 | 540.918 |  |  |  | East | 0.6 | 0.3 | 0.9 | 0.6 | 10.6 | 225 | 540.918 |  |  |  | East | 0.6 | 0.3 | 0.9 | 0.6 | 10.6 | 225 | 540.918 |  |  |  | East | 0.6 | 0.3 | 0.9 | 0.6 | 10.6 | 225 | 540.918 |  |  |  | East | 0.6 | 0.3 | 0.9 | 0.6 | 10.6 | 225 | 540.918 |  |  |  | East | 0.6 | 0.3 | 0.9 | 0.6 | 10.6 | 225 | 540.918 |  |  |  | East | 0.6 | 0.3 | 0.9 | 0.6 | 10.6 | 225 | 540.918 |  |  |  | East | 0.6 | 0.3 | 0.9 | 0.6 | 10.6 | 225 | 540.918 |  |  |  | East | 0.6 | 0.3 | 0.9 | 0.6 | 10.6 | 225 | 540.918 |  |  |  | East | 0.6 | 0.3 | 0.9 | 0.6 | 10.6 | 225 | 540.918
South | 0.6 | 0.3 | 0.9 | 0.71 |  | 402 |  |  |  |  | South | 0.6 | 0.3 | 0.9 | 0.6 |  | 402 |  |  |  |  | South | 0.6 | 0.3 | 0.9 | 0.6 |  | 402 |  |  |  |  | South | 0.6 | 0.3 | 0.9 | 0.6 |  | 402 |  |  |  |  | South | 0.6 | 0.3 | 0.9 | 0.6 |  | 402 |  |  |  |  | South | 0.6 | 0.3 | 0.9 | 0.6 |  | 402 |  |  |  |  | South | 0.6 | 0.3 | 0.9 | 0.6 |  | 402 |  |  |  |  | South | 0.6 | 0.3 | 0.9 | 0.6 |  | 402 |  |  |  |  | South | 0.6 | 0.3 | 0.9 | 0.6 |  | 402 |  |  |  |  | South | 0.6 | 0.3 | 0.9 | 0.6 |  | 402 |  |  |  |  | South | 0.6 | 0.3 | 0.9 | 0.6 |  | 402 |  |  |  |  | South | 0.6 | 0.3 | 0.9 | 0.6 |  | 402 |  |  |  |  | South | 0.6 | 0.3 | 0.9 | 0.6 |  | 402 |  |  |  |  | South | 0.6 | 0.3 | 0.9 | 0.6 |  | 402 |  |  |  |  | South | 0.6 | 0.3 | 0.9 | 0.6 |  | 402 |  |  |  |  | South | 0.6 | 0.3 | 0.9 | 0.6 |  | 402 |  |  |  |  | South | 0.6 | 0.3 | 0.9 | 0.6 |  | 402 |  |  |  |  | South | 0.6 | 0.3 | 0.9 | 0.6 |  | 402 |  |  |  |  | South | 0.6 | 0.3 | 0.9 | 0.6 |  | 402
West | 0.6 | 0.3 | 0.9 | 0.71 | 10.6 | 221 | 628.707 |  |  |  | West | 0.6 | 0.3 | 0.9 | 0.6 | 10.6 | 221 | 531.3017 |  |  |  | West | 0.6 | 0.3 | 0.9 | 0.6 | 10.6 | 221 | 531.3017 |  |  |  | West | 0.6 | 0.3 | 0.9 | 0.6 | 10.6 | 221 | 531.3017 |  |  |  | West | 0.6 | 0.3 | 0.9 | 0.6 | 10.6 | 221 | 531.3017 |  |  |  | West | 0.6 | 0.3 | 0.9 | 0.6 | 10.6 | 221 | 531.3017 |  |  |  | West | 0.6 | 0.3 | 0.9 | 0.6 | 10.6 | 221 | 531.3017 |  |  |  | West | 0.6 | 0.3 | 0.9 | 0.6 | 10.6 | 221 | 531.3017 |  |  |  | West | 0.6 | 0.3 | 0.9 | 0.6 | 10.6 | 221 | 531.3017 |  |  |  | West | 0.6 | 0.3 | 0.9 | 0.6 | 10.6 | 221 | 531.3017 |  |  |  | West | 0.6 | 0.3 | 0.9 | 0.6 | 10.6 | 221 | 531.3017 |  |  |  | West | 0.6 | 0.3 | 0.9 | 0.6 | 10.6 | 221 | 531.3017 |  |  |  | West | 0.6 | 0.3 | 0.9 | 0.6 | 10.6 | 221 | 531.3017 |  |  |  | West | 0.6 | 0.3 | 0.9 | 0.6 | 10.6 | 221 | 531.3017 |  |  |  | West | 0.6 | 0.3 | 0.9 | 0.6 | 10.6 | 221 | 531.3017 |  |  |  | West | 0.6 | 0.3 | 0.9 | 0.6 | 10.6 | 221 | 531.3017 |  |  |  | West | 0.6 | 0.3 | 0.9 | 0.6 | 10.6 | 221 | 531.3017 |  |  |  | West | 0.6 | 0.3 | 0.9 | 0.6 | 10.6 | 221 | 531.3017 |  |  |  | West | 0.6 | 0.3 | 0.9 | 0.6 | 10.6 | 221 | 531.3017
North | 0.6 | 0.3 | 0.9 | 0.71 |  | 115 |  |  |  |  | North | 0.6 | 0.3 | 0.9 | 0.6 |  | 115 |  |  |  |  | North | 0.6 | 0.3 | 0.9 | 0.6 |  | 115 |  |  |  |  | North | 0.6 | 0.3 | 0.9 | 0.6 |  | 115 |  |  |  |  | North | 0.6 | 0.3 | 0.9 | 0.6 |  | 115 |  |  |  |  | North | 0.6 | 0.3 | 0.9 | 0.6 |  | 115 |  |  |  |  | North | 0.6 | 0.3 | 0.9 | 0.6 |  | 115 |  |  |  |  | North | 0.6 | 0.3 | 0.9 | 0.6 |  | 115 |  |  |  |  | North | 0.6 | 0.3 | 0.9 | 0.6 |  | 115 |  |  |  |  | North | 0.6 | 0.3 | 0.9 | 0.6 |  | 115 |  |  |  |  | North | 0.6 | 0.3 | 0.9 | 0.6 |  | 115 |  |  |  |  | North | 0.6 | 0.3 | 0.9 | 0.6 |  | 115 |  |  |  |  | North | 0.6 | 0.3 | 0.9 | 0.6 |  | 115 |  |  |  |  | North | 0.6 | 0.3 | 0.9 | 0.6 |  | 115 |  |  |  |  | North | 0.6 | 0.3 | 0.9 | 0.6 |  | 115 |  |  |  |  | North | 0.6 | 0.3 | 0.9 | 0.6 |  | 115 |  |  |  |  | North | 0.6 | 0.3 | 0.9 | 0.6 |  | 115 |  |  |  |  | North | 0.6 | 0.3 | 0.9 | 0.6 |  | 115 |  |  |  |  | North | 0.6 | 0.3 | 0.9 | 0.6 |  | 115
| Internal heat sources Qint | [5 empty] | 1779.7824 | 15.264 |  |  |  | Internal heat sources Qint | [5 empty] | 1779.7824 | 15.264 |  |  |  | Internal heat sources Qint | [5 empty] | 1779.7824 | 15.264 |  |  |  | Internal heat sources Qint | [5 empty] | 1779.7824 | 15.264 |  |  |  | Internal heat sources Qint | [5 empty] | 1779.7824 | 15.264 |  |  |  | Internal heat sources Qint | [5 empty] | 1779.7824 | 15.264 |  |  |  | Internal heat sources Qint | [5 empty] | 1779.7824 | 15.264 |  |  |  | Internal heat sources Qint | [5 empty] | 1779.7824 | 15.264 |  |  |  | Internal heat sources Qint | [5 empty] | 1779.7824 | 15.264 |  |  |  | Internal heat sources Qint | [5 empty] | 1779.7824 | 15.264 |  |  |  | Internal heat sources Qint | [5 empty] | 1779.7824 | 15.264 |  |  |  | Internal heat sources Qint | [5 empty] | 1779.7824 | 15.264 |  |  |  | Internal heat sources Qint | [5 empty] | 1779.7824 | 15.264 |  |  |  | Internal heat sources Qint | [5 empty] | 1779.7824 | 15.264 |  |  |  | Internal heat sources Qint | [5 empty] | 1779.7824 | 15.264 |  |  |  | Internal heat sources Qint | [5 empty] | 1779.7824 | 15.264 |  |  |  | Internal heat sources Qint | [5 empty] | 1779.7824 | 15.264 |  |  |  | Internal heat sources Qint | [5 empty] | 1779.7824 | 15.264 |  |  |  | Internal heat sources Qint | [5 empty] | 1779.7824 | 15.264
|  | internal heat sources | heating days | [9 empty] | internal heat sources | heating days | [9 empty] | internal heat sources | heating days | [9 empty] | internal heat sources | heating days | [9 empty] | internal heat sources | heating days | [9 empty] | internal heat sources | heating days | [9 empty] | internal heat sources | heating days | [9 empty] | internal heat sources | heating days | [9 empty] | internal heat sources | heating days | [9 empty] | internal heat sources | heating days | [9 empty] | internal heat sources | heating days | [9 empty] | internal heat sources | heating days | [9 empty] | internal heat sources | heating days | [9 empty] | internal heat sources | heating days | [9 empty] | internal heat sources | heating days | [9 empty] | internal heat sources | heating days | [9 empty] | internal heat sources | heating days | [9 empty] | internal heat sources | heating days | [9 empty] | internal heat sources | heating days
|  | ji | dhs | [9 empty] | ji | dhs | [9 empty] | ji | dhs | [9 empty] | ji | dhs | [9 empty] | ji | dhs | [9 empty] | ji | dhs | [9 empty] | ji | dhs | [9 empty] | ji | dhs | [9 empty] | ji | dhs | [9 empty] | ji | dhs | [9 empty] | ji | dhs | [9 empty] | ji | dhs | [9 empty] | ji | dhs | [9 empty] | ji | dhs | [9 empty] | ji | dhs | [9 empty] | ji | dhs | [9 empty] | ji | dhs | [9 empty] | ji | dhs | [9 empty] | ji | dhs
| kh/d | W/m² | d/a | [8 empty] | kh/d | W/m² | d/a | [8 empty] | kh/d | W/m² | d/a | [8 empty] | kh/d | W/m² | d/a | [8 empty] | kh/d | W/m² | d/a | [8 empty] | kh/d | W/m² | d/a | [8 empty] | kh/d | W/m² | d/a | [8 empty] | kh/d | W/m² | d/a | [8 empty] | kh/d | W/m² | d/a | [8 empty] | kh/d | W/m² | d/a | [8 empty] | kh/d | W/m² | d/a | [8 empty] | kh/d | W/m² | d/a | [8 empty] | kh/d | W/m² | d/a | [8 empty] | kh/d | W/m² | d/a | [8 empty] | kh/d | W/m² | d/a | [8 empty] | kh/d | W/m² | d/a | [8 empty] | kh/d | W/m² | d/a | [8 empty] | kh/d | W/m² | d/a | [8 empty] | kh/d | W/m² | d/a
| 0.024 | 3 | 212 | [8 empty] | 0.024 | 3 | 212 | [8 empty] | 0.024 | 3 | 212 | [8 empty] | 0.024 | 3 | 212 | [8 empty] | 0.024 | 3 | 212 | [8 empty] | 0.024 | 3 | 212 | [8 empty] | 0.024 | 3 | 212 | [8 empty] | 0.024 | 3 | 212 | [8 empty] | 0.024 | 3 | 212 | [8 empty] | 0.024 | 3 | 212 | [8 empty] | 0.024 | 3 | 212 | [8 empty] | 0.024 | 3 | 212 | [8 empty] | 0.024 | 3 | 212 | [8 empty] | 0.024 | 3 | 212 | [8 empty] | 0.024 | 3 | 212 | [8 empty] | 0.024 | 3 | 212 | [8 empty] | 0.024 | 3 | 212 | [8 empty] | 0.024 | 3 | 212 | [8 empty] | 0.024 | 3 | 212
| Gain utilization factor for heating | [5 empty] | 0.92662 |  |  |  |  | Gain utilization factor for heating | [5 empty] | 0.93521 |  |  |  |  | Gain utilization factor for heating | [5 empty] | 0.93129 |  |  |  |  | Gain utilization factor for heating | [5 empty] | 0.93105 |  |  |  |  | Gain utilization factor for heating | [5 empty] | 0.9312 |  |  |  |  | Gain utilization factor for heating | [5 empty] | 0.93139 |  |  |  |  | Gain utilization factor for heating | [5 empty] | 0.93105 |  |  |  |  | Gain utilization factor for heating | [5 empty] | 0.9312 |  |  |  |  | Gain utilization factor for heating | [5 empty] | 0.93186 |  |  |  |  | Gain utilization factor for heating | [5 empty] | 0.93194 |  |  |  |  | Gain utilization factor for heating | [5 empty] | 0.93191 |  |  |  |  | Gain utilization factor for heating | [5 empty] | 0.93095 |  |  |  |  | Gain utilization factor for heating | [5 empty] | 0.93192 |  |  |  |  | Gain utilization factor for heating | [5 empty] | 0.93182 |  |  |  |  | Gain utilization factor for heating | [5 empty] | 0.93192 |  |  |  |  | Gain utilization factor for heating | [5 empty] | 0.93182 |  |  |  |  | Gain utilization factor for heating | [5 empty] | 0.93169 |  |  |  |  | Gain utilization factor for heating | [5 empty] | 0.93169 |  |  |  |  | Gain utilization factor for heating | [5 empty] | 0.93186
| internal heat capacity per m² AC,ref | [5 empty] | 45 |  |  |  |  | internal heat capacity per m² AC,ref | [5 empty] | 45 |  |  |  |  | internal heat capacity per m² AC,ref | [5 empty] | 45 |  |  |  |  | internal heat capacity per m² AC,ref | [5 empty] | 45 |  |  |  |  | internal heat capacity per m² AC,ref | [5 empty] | 45 |  |  |  |  | internal heat capacity per m² AC,ref | [5 empty] | 45 |  |  |  |  | internal heat capacity per m² AC,ref | [5 empty] | 45 |  |  |  |  | internal heat capacity per m² AC,ref | [5 empty] | 45 |  |  |  |  | internal heat capacity per m² AC,ref | [5 empty] | 45 |  |  |  |  | internal heat capacity per m² AC,ref | [5 empty] | 45 |  |  |  |  | internal heat capacity per m² AC,ref | [5 empty] | 45 |  |  |  |  | internal heat capacity per m² AC,ref | [5 empty] | 45 |  |  |  |  | internal heat capacity per m² AC,ref | [5 empty] | 45 |  |  |  |  | internal heat capacity per m² AC,ref | [5 empty] | 45 |  |  |  |  | internal heat capacity per m² AC,ref | [5 empty] | 45 |  |  |  |  | internal heat capacity per m² AC,ref | [5 empty] | 45 |  |  |  |  | internal heat capacity per m² AC,ref | [5 empty] | 45 |  |  |  |  | internal heat capacity per m² AC,ref | [5 empty] | 45 |  |  |  |  | internal heat capacity per m² AC,ref | [5 empty] | 45
| time constant of the building T | [5 empty] | 17.8451 |  |  |  |  | time constant of the building T | [5 empty] | 43.7885 |  |  |  |  | time constant of the building T | [5 empty] | 25.5039 |  |  |  |  | time constant of the building T | [5 empty] | 27.8297 |  |  |  |  | time constant of the building T | [5 empty] | 26.4275 |  |  |  |  | time constant of the building T | [5 empty] | 24.3587 |  |  |  |  | time constant of the building T | [5 empty] | 27.8297 |  |  |  |  | time constant of the building T | [5 empty] | 26.4717 |  |  |  |  | time constant of the building T | [5 empty] | 21.7312 |  |  |  |  | time constant of the building T | [5 empty] | 20.3125 |  |  |  |  | time constant of the building T | [5 empty] | 20.8941 |  |  |  |  | time constant of the building T | [5 empty] | 30.0079 |  |  |  |  | time constant of the building T | [5 empty] | 20.7778 |  |  |  |  | time constant of the building T | [5 empty] | 22.32 |  |  |  |  | time constant of the building T | [5 empty] | 20.7133 |  |  |  |  | time constant of the building T | [5 empty] | 22.4419 |  |  |  |  | time constant of the building T | [5 empty] | 24.3403 |  |  |  |  | time constant of the building T | [5 empty] | 24.2518 |  |  |  |  | time constant of the building T | [5 empty] | 21.761
| parameter aH | [5 empty] | 1.3948 |  |  |  |  | parameter aH | [5 empty] | 2.2596 |  |  |  |  | parameter aH | [5 empty] | 1.6501 |  |  |  |  | parameter aH | [5 empty] | 1.7277 |  |  |  |  | parameter aH | [5 empty] | 1.6809 |  |  |  |  | parameter aH | [5 empty] | 1.612 |  |  |  |  | parameter aH | [5 empty] | 1.7277 |  |  |  |  | parameter aH | [5 empty] | 1.6824 |  |  |  |  | parameter aH | [5 empty] | 1.5244 |  |  |  |  | parameter aH | [5 empty] | 1.4771 |  |  |  |  | parameter aH | [5 empty] | 1.4965 |  |  |  |  | parameter aH | [5 empty] | 1.8003 |  |  |  |  | parameter aH | [5 empty] | 1.4926 |  |  |  |  | parameter aH | [5 empty] | 1.544 |  |  |  |  | parameter aH | [5 empty] | 1.4904 |  |  |  |  | parameter aH | [5 empty] | 1.5481 |  |  |  |  | parameter aH | [5 empty] | 1.6113 |  |  |  |  | parameter aH | [5 empty] | 1.6084 |  |  |  |  | parameter aH | [5 empty] | 1.5254
| heat balance ratio for the heating mode | [5 empty] | 0.17441 |  |  |  |  | heat balance ratio for the heating mode | [5 empty] | 0.35642 |  |  |  |  | heat balance ratio for the heating mode | [5 empty] | 0.22807 |  |  |  |  | heat balance ratio for the heating mode | [5 empty] | 0.2475 |  |  |  |  | heat balance ratio for the heating mode | [5 empty] | 0.23578 |  |  |  |  | heat balance ratio for the heating mode | [5 empty] | 0.2185 |  |  |  |  | heat balance ratio for the heating mode | [5 empty] | 0.2475 |  |  |  |  | heat balance ratio for the heating mode | [5 empty] | 0.23615 |  |  |  |  | heat balance ratio for the heating mode | [5 empty] | 0.19595 |  |  |  |  | heat balance ratio for the heating mode | [5 empty] | 0.18416 |  |  |  |  | heat balance ratio for the heating mode | [5 empty] | 0.18899 |  |  |  |  | heat balance ratio for the heating mode | [5 empty] | 0.2652 |  |  |  |  | heat balance ratio for the heating mode | [5 empty] | 0.18803 |  |  |  |  | heat balance ratio for the heating mode | [5 empty] | 0.20085 |  |  |  |  | heat balance ratio for the heating mode | [5 empty] | 0.18749 |  |  |  |  | heat balance ratio for the heating mode | [5 empty] | 0.20186 |  |  |  |  | heat balance ratio for the heating mode | [5 empty] | 0.21766 |  |  |  |  | heat balance ratio for the heating mode | [5 empty] | 0.21692 |  |  |  |  | heat balance ratio for the heating mode | [5 empty] | 0.1962
| Energy need for heating QH,nd | [5 empty] | 14654.7622 | 125.6841 |  |  |  | Energy need for heating QH,nd | [5 empty] | 5334.67 | 45.7519 |  |  |  | Energy need for heating QH,nd | [5 empty] | 9849.0745 | 84.4689 |  |  |  | Energy need for heating QH,nd | [5 empty] | 8867.8458 | 76.0536 |  |  |  | Energy need for heating QH,nd | [5 empty] | 9440.0853 | 80.9613 |  |  |  | Energy need for heating QH,nd | [5 empty] | 10396.1076 | 89.1604 |  |  |  | Energy need for heating QH,nd | [5 empty] | 8867.8458 | 76.0536 |  |  |  | Energy need for heating QH,nd | [5 empty] | 9421.2112 | 80.7994 |  |  |  | Energy need for heating QH,nd | [5 empty] | 11896.9889 | 102.0325 |  |  |  | Energy need for heating QH,nd | [5 empty] | 12828.3498 | 110.0202 |  |  |  | Energy need for heating QH,nd | [5 empty] | 12432.5574 | 106.6257 |  |  |  | Energy need for heating QH,nd | [5 empty] | 8098.9694 | 69.4594 |  |  |  | Energy need for heating QH,nd | [5 empty] | 12510.1391 | 107.2911 |  |  |  | Energy need for heating QH,nd | [5 empty] | 11542.2937 | 98.9905 |  |  |  | Energy need for heating QH,nd | [5 empty] | 12553.4799 | 107.6628 |  |  |  | Energy need for heating QH,nd | [5 empty] | 11471.0207 | 98.3793 |  |  |  | Energy need for heating QH,nd | [5 empty] | 10446.0561 | 89.5888 |  |  |  | Energy need for heating QH,nd | [5 empty] | 10490.5221 | 89.9702 |  |  |  | Energy need for heating QH,nd | [5 empty] | 11878.5968 | 101.8748
| Qht – hh,gn × (Qsol + Qint) | [7 empty] | 8.9358 | [10 empty] | 3.2528 | [10 empty] | 6.0055 | [10 empty] | 5.4072 | [10 empty] | 5.7561 | [10 empty] | 6.3391 | [10 empty] | 5.4072 | [10 empty] | 5.7446 | [10 empty] | 7.2543 | [10 empty] | 7.8222 | [10 empty] | 7.5808 | [10 empty] | 4.9384 | [10 empty] | 7.6281 | [10 empty] | 7.038 | [10 empty] | 7.6546 | [10 empty] | 6.9945 | [10 empty] | 6.3695 | [10 empty] | 6.3967 | [10 empty] | 7.243
Energy balance calculation - System Performance | [11 empty] | Energy balance calculation - System Performance | [10 empty] | Energy balance calculation - System Performance | [10 empty] | Energy balance calculation - System Performance | [10 empty] | Energy balance calculation - System Performance | [10 empty] | Energy balance calculation - System Performance | [10 empty] | Energy balance calculation - System Performance | [10 empty] | Energy balance calculation - System Performance | [10 empty] | Energy balance calculation - System Performance | [10 empty] | Energy balance calculation - System Performance | [10 empty] | Energy balance calculation - System Performance | [10 empty] | Energy balance calculation - System Performance | [10 empty] | Energy balance calculation - System Performance | [10 empty] | Energy balance calculation - System Performance | [10 empty] | Energy balance calculation - System Performance | [10 empty] | Energy balance calculation - System Performance | [10 empty] | Energy balance calculation - System Performance | [10 empty] | Energy balance calculation - System Performance | [10 empty] | Energy balance calculation - System Performance
| Space heating system | [11 empty] | Space heating system | [10 empty] | Space heating system | [10 empty] | Space heating system | [10 empty] | Space heating system | [10 empty] | Space heating system | [10 empty] | Space heating system | [10 empty] | Space heating system | [10 empty] | Space heating system | [10 empty] | Space heating system | [10 empty] | Space heating system | [10 empty] | Space heating system | [10 empty] | Space heating system | [10 empty] | Space heating system | [10 empty] | Space heating system | [10 empty] | Space heating system | [10 empty] | Space heating system | [10 empty] | Space heating system | [10 empty] | Space heating system
| energy need space heating | – usable contribution of hot water system | – usable contrib. of vent. heat recovery | + losses distribution and heat emission | + losses storage | heat generator output | [6 empty] | energy need space heating | – usable contribution of hot water system | – usable contrib. of vent. heat recovery | + losses distribution and heat emission | + losses storage | heat generator output | [5 empty] | energy need space heating | – usable contribution of hot water system | – usable contrib. of vent. heat recovery | + losses distribution and heat emission | + losses storage | heat generator output | [5 empty] | energy need space heating | – usable contribution of hot water system | – usable contrib. of vent. heat recovery | + losses distribution and heat emission | + losses storage | heat generator output | [5 empty] | energy need space heating | – usable contribution of hot water system | – usable contrib. of vent. heat recovery | + losses distribution and heat emission | + losses storage | heat generator output | [5 empty] | energy need space heating | – usable contribution of hot water system | – usable contrib. of vent. heat recovery | + losses distribution and heat emission | + losses storage | heat generator output | [5 empty] | energy need space heating | – usable contribution of hot water system | – usable contrib. of vent. heat recovery | + losses distribution and heat emission | + losses storage | heat generator output | [5 empty] | energy need space heating | – usable contribution of hot water system | – usable contrib. of vent. heat recovery | + losses distribution and heat emission | + losses storage | heat generator output | [5 empty] | energy need space heating | – usable contribution of hot water system | – usable contrib. of vent. heat recovery | + losses distribution and heat emission | + losses storage | heat generator output | [5 empty] | energy need space heating | – usable contribution of hot water system | – usable contrib. of vent. heat recovery | + losses distribution and heat emission | + losses storage | heat generator output | [5 empty] | energy need space heating | – usable contribution of hot water system | – usable contrib. of vent. heat recovery | + losses distribution and heat emission | + losses storage | heat generator output | [5 empty] | energy need space heating | – usable contribution of hot water system | – usable contrib. of vent. heat recovery | + losses distribution and heat emission | + losses storage | heat generator output | [5 empty] | energy need space heating | – usable contribution of hot water system | – usable contrib. of vent. heat recovery | + losses distribution and heat emission | + losses storage | heat generator output | [5 empty] | energy need space heating | – usable contribution of hot water system | – usable contrib. of vent. heat recovery | + losses distribution and heat emission | + losses storage | heat generator output | [5 empty] | energy need space heating | – usable contribution of hot water system | – usable contrib. of vent. heat recovery | + losses distribution and heat emission | + losses storage | heat generator output | [5 empty] | energy need space heating | – usable contribution of hot water system | – usable contrib. of vent. heat recovery | + losses distribution and heat emission | + losses storage | heat generator output | [5 empty] | energy need space heating | – usable contribution of hot water system | – usable contrib. of vent. heat recovery | + losses distribution and heat emission | + losses storage | heat generator output | [5 empty] | energy need space heating | – usable contribution of hot water system | – usable contrib. of vent. heat recovery | + losses distribution and heat emission | + losses storage | heat generator output | [5 empty] | energy need space heating | – usable contribution of hot water system | – usable contrib. of vent. heat recovery | + losses distribution and heat emission | + losses storage | heat generator output
| qnd,h | hh,gn · qw,h | hh,gn · qve,h,rec | qd,h | qs,h | qg,h,out = qnd,h - qw,h - qve,h,rec + qd,h + qs,h | [6 empty] | qnd,h | hh,gn · qw,h | hh,gn · qve,h,rec | qd,h | qs,h | qg,h,out = qnd,h - qw,h - qve,h,rec + qd,h + qs,h | [5 empty] | qnd,h | hh,gn · qw,h | hh,gn · qve,h,rec | qd,h | qs,h | qg,h,out = qnd,h - qw,h - qve,h,rec + qd,h + qs,h | [5 empty] | qnd,h | hh,gn · qw,h | hh,gn · qve,h,rec | qd,h | qs,h | qg,h,out = qnd,h - qw,h - qve,h,rec + qd,h + qs,h | [5 empty] | qnd,h | hh,gn · qw,h | hh,gn · qve,h,rec | qd,h | qs,h | qg,h,out = qnd,h - qw,h - qve,h,rec + qd,h + qs,h | [5 empty] | qnd,h | hh,gn · qw,h | hh,gn · qve,h,rec | qd,h | qs,h | qg,h,out = qnd,h - qw,h - qve,h,rec + qd,h + qs,h | [5 empty] | qnd,h | hh,gn · qw,h | hh,gn · qve,h,rec | qd,h | qs,h | qg,h,out = qnd,h - qw,h - qve,h,rec + qd,h + qs,h | [5 empty] | qnd,h | hh,gn · qw,h | hh,gn · qve,h,rec | qd,h | qs,h | qg,h,out = qnd,h - qw,h - qve,h,rec + qd,h + qs,h | [5 empty] | qnd,h | hh,gn · qw,h | hh,gn · qve,h,rec | qd,h | qs,h | qg,h,out = qnd,h - qw,h - qve,h,rec + qd,h + qs,h | [5 empty] | qnd,h | hh,gn · qw,h | hh,gn · qve,h,rec | qd,h | qs,h | qg,h,out = qnd,h - qw,h - qve,h,rec + qd,h + qs,h | [5 empty] | qnd,h | hh,gn · qw,h | hh,gn · qve,h,rec | qd,h | qs,h | qg,h,out = qnd,h - qw,h - qve,h,rec + qd,h + qs,h | [5 empty] | qnd,h | hh,gn · qw,h | hh,gn · qve,h,rec | qd,h | qs,h | qg,h,out = qnd,h - qw,h - qve,h,rec + qd,h + qs,h | [5 empty] | qnd,h | hh,gn · qw,h | hh,gn · qve,h,rec | qd,h | qs,h | qg,h,out = qnd,h - qw,h - qve,h,rec + qd,h + qs,h | [5 empty] | qnd,h | hh,gn · qw,h | hh,gn · qve,h,rec | qd,h | qs,h | qg,h,out = qnd,h - qw,h - qve,h,rec + qd,h + qs,h | [5 empty] | qnd,h | hh,gn · qw,h | hh,gn · qve,h,rec | qd,h | qs,h | qg,h,out = qnd,h - qw,h - qve,h,rec + qd,h + qs,h | [5 empty] | qnd,h | hh,gn · qw,h | hh,gn · qve,h,rec | qd,h | qs,h | qg,h,out = qnd,h - qw,h - qve,h,rec + qd,h + qs,h | [5 empty] | qnd,h | hh,gn · qw,h | hh,gn · qve,h,rec | qd,h | qs,h | qg,h,out = qnd,h - qw,h - qve,h,rec + qd,h + qs,h | [5 empty] | qnd,h | hh,gn · qw,h | hh,gn · qve,h,rec | qd,h | qs,h | qg,h,out = qnd,h - qw,h - qve,h,rec + qd,h + qs,h | [5 empty] | qnd,h | hh,gn · qw,h | hh,gn · qve,h,rec | qd,h | qs,h | qg,h,out = qnd,h - qw,h - qve,h,rec + qd,h + qs,h
| kWh/(m²a) | kWh/(m²a) | kWh/(m²a) | kWh/(m²a) | kWh/(m²a) | kWh/(m²a) | [6 empty] | kWh/(m²a) | kWh/(m²a) | kWh/(m²a) | kWh/(m²a) | kWh/(m²a) | kWh/(m²a) | [5 empty] | kWh/(m²a) | kWh/(m²a) | kWh/(m²a) | kWh/(m²a) | kWh/(m²a) | kWh/(m²a) | [5 empty] | kWh/(m²a) | kWh/(m²a) | kWh/(m²a) | kWh/(m²a) | kWh/(m²a) | kWh/(m²a) | [5 empty] | kWh/(m²a) | kWh/(m²a) | kWh/(m²a) | kWh/(m²a) | kWh/(m²a) | kWh/(m²a) | [5 empty] | kWh/(m²a) | kWh/(m²a) | kWh/(m²a) | kWh/(m²a) | kWh/(m²a) | kWh/(m²a) | [5 empty] | kWh/(m²a) | kWh/(m²a) | kWh/(m²a) | kWh/(m²a) | kWh/(m²a) | kWh/(m²a) | [5 empty] | kWh/(m²a) | kWh/(m²a) | kWh/(m²a) | kWh/(m²a) | kWh/(m²a) | kWh/(m²a) | [5 empty] | kWh/(m²a) | kWh/(m²a) | kWh/(m²a) | kWh/(m²a) | kWh/(m²a) | kWh/(m²a) | [5 empty] | kWh/(m²a) | kWh/(m²a) | kWh/(m²a) | kWh/(m²a) | kWh/(m²a) | kWh/(m²a) | [5 empty] | kWh/(m²a) | kWh/(m²a) | kWh/(m²a) | kWh/(m²a) | kWh/(m²a) | kWh/(m²a) | [5 empty] | kWh/(m²a) | kWh/(m²a) | kWh/(m²a) | kWh/(m²a) | kWh/(m²a) | kWh/(m²a) | [5 empty] | kWh/(m²a) | kWh/(m²a) | kWh/(m²a) | kWh/(m²a) | kWh/(m²a) | kWh/(m²a) | [5 empty] | kWh/(m²a) | kWh/(m²a) | kWh/(m²a) | kWh/(m²a) | kWh/(m²a) | kWh/(m²a) | [5 empty] | kWh/(m²a) | kWh/(m²a) | kWh/(m²a) | kWh/(m²a) | kWh/(m²a) | kWh/(m²a) | [5 empty] | kWh/(m²a) | kWh/(m²a) | kWh/(m²a) | kWh/(m²a) | kWh/(m²a) | kWh/(m²a) | [5 empty] | kWh/(m²a) | kWh/(m²a) | kWh/(m²a) | kWh/(m²a) | kWh/(m²a) | kWh/(m²a) | [5 empty] | kWh/(m²a) | kWh/(m²a) | kWh/(m²a) | kWh/(m²a) | kWh/(m²a) | kWh/(m²a) | [5 empty] | kWh/(m²a) | kWh/(m²a) | kWh/(m²a) | kWh/(m²a) | kWh/(m²a) | kWh/(m²a)
| 125.6841 | 1.1 | 0 | 6.5 | 0 | 131.0841 | [6 empty] | 45.7519 | 1.1 | 0 | 6.5 | 0 | 51.1519 | [5 empty] | 84.4689 | 0.75779 | 0 | 6.5 | 0 | 90.2111 | [5 empty] | 76.0536 | 0.75779 | 24.5778 | 6.5 | 0 | 57.218 | [5 empty] | 80.9613 | 1.1 | 0 | 6.5 | 0 | 86.3613 | [5 empty] | 89.1604 | 1.1 | 0 | 6.5 | 0 | 94.5604 | [5 empty] | 76.0536 | 1.1 | 0 | 6.5 | 0 | 81.4536 | [5 empty] | 80.7994 | 0.75779 | 0 | 6.5 | 0 | 86.5416 | [5 empty] | 102.0325 | 0.75779 | 28.2808 | 6.5 | 0 | 79.4939 | [5 empty] | 110.0202 | 1.1 | 0 | 6.5 | 0 | 115.4202 | [5 empty] | 106.6257 | 1.1 | 0 | 6.5 | 0 | 112.0257 | [5 empty] | 69.4594 | 1.1 | 0 | 6.5 | 0 | 74.8594 | [5 empty] | 107.2911 | 0.75779 | 0 | 6.5 | 0 | 113.0333 | [5 empty] | 98.9905 | 0.75779 | 28.3391 | 6.5 | 0 | 76.3936 | [5 empty] | 107.6628 | 1.1 | 0 | 6.5 | 0 | 113.0628 | [5 empty] | 98.3793 | 1.1 | 0 | 6.5 | 0 | 103.7793 | [5 empty] | 89.5888 | 1.1 | 0 | 6.5 | 0 | 94.9888 | [5 empty] | 89.9702 | 0.75779 | 0 | 6.5 | 0 | 95.7124 | [5 empty] | 101.8748 | 0.75779 | 28.2839 | 6.5 | 0 | 79.3331
| Gain utilisation factor (heating contributions from DHW and vent. system) |  |  |  |  | 1 | [6 empty] | Gain utilisation factor (heating contributions from DHW and vent. system) |  |  |  |  | 1 | [5 empty] | Gain utilisation factor (heating contributions from DHW and vent. system) |  |  |  |  | 0.83 | [5 empty] | Gain utilisation factor (heating contributions from DHW and vent. system) |  |  |  |  | 0.83 | [5 empty] | Gain utilisation factor (heating contributions from DHW and vent. system) |  |  |  |  | 1 | [5 empty] | Gain utilisation factor (heating contributions from DHW and vent. system) |  |  |  |  | 1 | [5 empty] | Gain utilisation factor (heating contributions from DHW and vent. system) |  |  |  |  | 1 | [5 empty] | Gain utilisation factor (heating contributions from DHW and vent. system) |  |  |  |  | 0.83 | [5 empty] | Gain utilisation factor (heating contributions from DHW and vent. system) |  |  |  |  | 0.83 | [5 empty] | Gain utilisation factor (heating contributions from DHW and vent. system) |  |  |  |  | 1 | [5 empty] | Gain utilisation factor (heating contributions from DHW and vent. system) |  |  |  |  | 1 | [5 empty] | Gain utilisation factor (heating contributions from DHW and vent. system) |  |  |  |  | 1 | [5 empty] | Gain utilisation factor (heating contributions from DHW and vent. system) |  |  |  |  | 0.83 | [5 empty] | Gain utilisation factor (heating contributions from DHW and vent. system) |  |  |  |  | 0.83 | [5 empty] | Gain utilisation factor (heating contributions from DHW and vent. system) |  |  |  |  | 1 | [5 empty] | Gain utilisation factor (heating contributions from DHW and vent. system) |  |  |  |  | 1 | [5 empty] | Gain utilisation factor (heating contributions from DHW and vent. system) |  |  |  |  | 1 | [5 empty] | Gain utilisation factor (heating contributions from DHW and vent. system) |  |  |  |  | 0.83 | [5 empty] | Gain utilisation factor (heating contributions from DHW and vent. system) |  |  |  |  | 0.83
|  | DHW recoverable for SH |  |  |  | 1.1 | [7 empty] | DHW recoverable for SH |  |  |  | 1.1 | [6 empty] | DHW recoverable for SH |  |  |  | 0.913 | [6 empty] | DHW recoverable for SH |  |  |  | 0.913 | [6 empty] | DHW recoverable for SH |  |  |  | 1.1 | [6 empty] | DHW recoverable for SH |  |  |  | 1.1 | [6 empty] | DHW recoverable for SH |  |  |  | 1.1 | [6 empty] | DHW recoverable for SH |  |  |  | 0.913 | [6 empty] | DHW recoverable for SH |  |  |  | 0.913 | [6 empty] | DHW recoverable for SH |  |  |  | 1.1 | [6 empty] | DHW recoverable for SH |  |  |  | 1.1 | [6 empty] | DHW recoverable for SH |  |  |  | 1.1 | [6 empty] | DHW recoverable for SH |  |  |  | 0.913 | [6 empty] | DHW recoverable for SH |  |  |  | 0.913 | [6 empty] | DHW recoverable for SH |  |  |  | 1.1 | [6 empty] | DHW recoverable for SH |  |  |  | 1.1 | [6 empty] | DHW recoverable for SH |  |  |  | 1.1 | [6 empty] | DHW recoverable for SH |  |  |  | 0.913 | [6 empty] | DHW recoverable for SH |  |  |  | 0.913
|  |  | Ventilation heat recovery | [11 empty] | Ventilation heat recovery | [10 empty] | Ventilation heat recovery | [10 empty] | Ventilation heat recovery | [10 empty] | Ventilation heat recovery | [10 empty] | Ventilation heat recovery | [10 empty] | Ventilation heat recovery | [10 empty] | Ventilation heat recovery | [10 empty] | Ventilation heat recovery | [10 empty] | Ventilation heat recovery | [10 empty] | Ventilation heat recovery | [10 empty] | Ventilation heat recovery | [10 empty] | Ventilation heat recovery | [10 empty] | Ventilation heat recovery | [10 empty] | Ventilation heat recovery | [10 empty] | Ventilation heat recovery | [10 empty] | Ventilation heat recovery | [10 empty] | Ventilation heat recovery | [10 empty] | Ventilation heat recovery
|  |  |  | qve,h,rec | kWh/(m²a) | 0 | [9 empty] | qve,h,rec | kWh/(m²a) | 0 | [8 empty] | qve,h,rec | kWh/(m²a) | 0 | [8 empty] | qve,h,rec | kWh/(m²a) | 29.6117 | [8 empty] | qve,h,rec | kWh/(m²a) | 0 | [8 empty] | qve,h,rec | kWh/(m²a) | 0 | [8 empty] | qve,h,rec | kWh/(m²a) | 0 | [8 empty] | qve,h,rec | kWh/(m²a) | 0 | [8 empty] | qve,h,rec | kWh/(m²a) | 34.0733 | [8 empty] | qve,h,rec | kWh/(m²a) | 0 | [8 empty] | qve,h,rec | kWh/(m²a) | 0 | [8 empty] | qve,h,rec | kWh/(m²a) | 0 | [8 empty] | qve,h,rec | kWh/(m²a) | 0 | [8 empty] | qve,h,rec | kWh/(m²a) | 34.1435 | [8 empty] | qve,h,rec | kWh/(m²a) | 0 | [8 empty] | qve,h,rec | kWh/(m²a) | 0 | [8 empty] | qve,h,rec | kWh/(m²a) | 0 | [8 empty] | qve,h,rec | kWh/(m²a) | 0 | [8 empty] | qve,h,rec | kWh/(m²a) | 34.0769
|  |  |  | hve,rec | % | 0 | [9 empty] | hve,rec | % | 0 | [8 empty] | hve,rec | % | 0 | [8 empty] | hve,rec | % | 0.95 | [8 empty] | hve,rec | % | 0 | [8 empty] | hve,rec | % | 0 | [8 empty] | hve,rec | % | 0 | [8 empty] | hve,rec | % | 0 | [8 empty] | hve,rec | % | 0.95 | [8 empty] | hve,rec | % | 0 | [8 empty] | hve,rec | % | 0 | [8 empty] | hve,rec | % | 0 | [8 empty] | hve,rec | % | 0 | [8 empty] | hve,rec | % | 0.95 | [8 empty] | hve,rec | % | 0 | [8 empty] | hve,rec | % | 0 | [8 empty] | hve,rec | % | 0 | [8 empty] | hve,rec | % | 0 | [8 empty] | hve,rec | % | 0.95
|  |  |  | qht,ve | kWh/(m²a) | 40.3 | [9 empty] | qht,ve | kWh/(m²a) | 42.7 | [8 empty] | qht,ve | kWh/(m²a) | 28.4 | [8 empty] | qht,ve | kWh/(m²a) | 31.1703 | [8 empty] | qht,ve | kWh/(m²a) | 42.7 | [8 empty] | qht,ve | kWh/(m²a) | 42.7 | [8 empty] | qht,ve | kWh/(m²a) | 42.7 | [8 empty] | qht,ve | kWh/(m²a) | 28.4 | [8 empty] | qht,ve | kWh/(m²a) | 35.8666 | [8 empty] | qht,ve | kWh/(m²a) | 42.7 | [8 empty] | qht,ve | kWh/(m²a) | 42.7 | [8 empty] | qht,ve | kWh/(m²a) | 42.7 | [8 empty] | qht,ve | kWh/(m²a) | 28.4 | [8 empty] | qht,ve | kWh/(m²a) | 35.9405 | [8 empty] | qht,ve | kWh/(m²a) | 42.7 | [8 empty] | qht,ve | kWh/(m²a) | 42.7 | [8 empty] | qht,ve | kWh/(m²a) | 42.7 | [8 empty] | qht,ve | kWh/(m²a) | 28.4 | [8 empty] | qht,ve | kWh/(m²a) | 35.8705
| Energyware for space heating |  | share | expenditure factor | delivered energy | CHP: expenditure factor electricity | electricity production | [5 empty] | Energyware for space heating |  | share | expenditure factor | delivered energy | CHP: expenditure factor electricity | electricity production |  |  |  |  | Energyware for space heating |  | share | expenditure factor | delivered energy | CHP: expenditure factor electricity | electricity production |  |  |  |  | Energyware for space heating |  | share | expenditure factor | delivered energy | CHP: expenditure factor electricity | electricity production |  |  |  |  | Energyware for space heating |  | share | expenditure factor | delivered energy | CHP: expenditure factor electricity | electricity production |  |  |  |  | Energyware for space heating |  | share | expenditure factor | delivered energy | CHP: expenditure factor electricity | electricity production |  |  |  |  | Energyware for space heating |  | share | expenditure factor | delivered energy | CHP: expenditure factor electricity | electricity production |  |  |  |  | Energyware for space heating |  | share | expenditure factor | delivered energy | CHP: expenditure factor electricity | electricity production |  |  |  |  | Energyware for space heating |  | share | expenditure factor | delivered energy | CHP: expenditure factor electricity | electricity production |  |  |  |  | Energyware for space heating |  | share | expenditure factor | delivered energy | CHP: expenditure factor electricity | electricity production |  |  |  |  | Energyware for space heating |  | share | expenditure factor | delivered energy | CHP: expenditure factor electricity | electricity production |  |  |  |  | Energyware for space heating |  | share | expenditure factor | delivered energy | CHP: expenditure factor electricity | electricity production |  |  |  |  | Energyware for space heating |  | share | expenditure factor | delivered energy | CHP: expenditure factor electricity | electricity production |  |  |  |  | Energyware for space heating |  | share | expenditure factor | delivered energy | CHP: expenditure factor electricity | electricity production |  |  |  |  | Energyware for space heating |  | share | expenditure factor | delivered energy | CHP: expenditure factor electricity | electricity production |  |  |  |  | Energyware for space heating |  | share | expenditure factor | delivered energy | CHP: expenditure factor electricity | electricity production |  |  |  |  | Energyware for space heating |  | share | expenditure factor | delivered energy | CHP: expenditure factor electricity | electricity production |  |  |  |  | Energyware for space heating |  | share | expenditure factor | delivered energy | CHP: expenditure factor electricity | electricity production |  |  |  |  | Energyware for space heating |  | share | expenditure factor | delivered energy | CHP: expenditure factor electricity | electricity production
|  |  | and,h,i | eg,h,i | qdel,h,i | eg,el,h,i | qprod,el,h,i | [7 empty] | and,h,i | eg,h,i | qdel,h,i | eg,el,h,i | qprod,el,h,i | [6 empty] | and,h,i | eg,h,i | qdel,h,i | eg,el,h,i | qprod,el,h,i | [6 empty] | and,h,i | eg,h,i | qdel,h,i | eg,el,h,i | qprod,el,h,i | [6 empty] | and,h,i | eg,h,i | qdel,h,i | eg,el,h,i | qprod,el,h,i | [6 empty] | and,h,i | eg,h,i | qdel,h,i | eg,el,h,i | qprod,el,h,i | [6 empty] | and,h,i | eg,h,i | qdel,h,i | eg,el,h,i | qprod,el,h,i | [6 empty] | and,h,i | eg,h,i | qdel,h,i | eg,el,h,i | qprod,el,h,i | [6 empty] | and,h,i | eg,h,i | qdel,h,i | eg,el,h,i | qprod,el,h,i | [6 empty] | and,h,i | eg,h,i | qdel,h,i | eg,el,h,i | qprod,el,h,i | [6 empty] | and,h,i | eg,h,i | qdel,h,i | eg,el,h,i | qprod,el,h,i | [6 empty] | and,h,i | eg,h,i | qdel,h,i | eg,el,h,i | qprod,el,h,i | [6 empty] | and,h,i | eg,h,i | qdel,h,i | eg,el,h,i | qprod,el,h,i | [6 empty] | and,h,i | eg,h,i | qdel,h,i | eg,el,h,i | qprod,el,h,i | [6 empty] | and,h,i | eg,h,i | qdel,h,i | eg,el,h,i | qprod,el,h,i | [6 empty] | and,h,i | eg,h,i | qdel,h,i | eg,el,h,i | qprod,el,h,i | [6 empty] | and,h,i | eg,h,i | qdel,h,i | eg,el,h,i | qprod,el,h,i | [6 empty] | and,h,i | eg,h,i | qdel,h,i | eg,el,h,i | qprod,el,h,i | [6 empty] | and,h,i | eg,h,i | qdel,h,i | eg,el,h,i | qprod,el,h,i
1 | Gas heat generator |  | 100% | 1.05 | 137.6383 | 0 | 0 |  |  |  |  | 1 | Gas heat generator |  | 100% | 1.05 | 53.7095 | 0 | 0 |  |  |  | 1 | Heat pump air source |  | 100% | 0.45 | 40.595 | 0 | 0 |  |  |  | 1 | Heat pump air source |  | 100% | 0.45 | 25.7481 | 0 | 0 |  |  |  | 1 | Gas heat generator |  | 100% | 1.05 | 90.6793 | 0 | 0 |  |  |  | 1 | Gas heat generator |  | 100% | 1.05 | 99.2885 | 0 | 0 |  |  |  | 1 | Gas heat generator |  | 100% | 1.05 | 85.5262 | 0 | 0 |  |  |  | 1 | Heat pump air source |  | 100% | 0.45 | 38.9437 | 0 | 0 |  |  |  | 1 | Heat pump air source |  | 100% | 0.45 | 35.7722 | 0 | 0 |  |  |  | 1 | Gas heat generator |  | 100% | 1.05 | 121.1912 | 0 | 0 |  |  |  | 1 | Gas heat generator |  | 100% | 1.05 | 117.627 | 0 | 0 |  |  |  | 1 | Gas heat generator |  | 100% | 1.05 | 78.6024 | 0 | 0 |  |  |  | 1 | Heat pump air source |  | 100% | 0.45 | 50.865 | 0 | 0 |  |  |  | 1 | Heat pump air source |  | 100% | 0.45 | 34.3771 | 0 | 0 |  |  |  | 1 | Gas heat generator |  | 100% | 1.05 | 118.7159 | 0 | 0 |  |  |  | 1 | Gas heat generator |  | 100% | 1.05 | 108.9682 | 0 | 0 |  |  |  | 1 | Gas heat generator |  | 100% | 1.05 | 99.7383 | 0 | 0 |  |  |  | 1 | Heat pump air source |  | 100% | 0.45 | 43.0706 | 0 | 0 |  |  |  | 1 | Heat pump air source |  | 100% | 0.45 | 35.6999 | 0 | 0
2 |  |  | 0 | [8 empty] | 2 |  |  | 0 | [7 empty] | 2 |  |  | 0 | [7 empty] | 2 |  |  | 0 | [7 empty] | 2 |  |  | 0 | [7 empty] | 2 |  |  | 0 | [7 empty] | 2 |  |  | 0 | [7 empty] | 2 |  |  | 0 | [7 empty] | 2 |  |  | 0 | [7 empty] | 2 |  |  | 0 | [7 empty] | 2 |  |  | 0 | [7 empty] | 2 |  |  | 0 | [7 empty] | 2 |  |  | 0 | [7 empty] | 2 |  |  | 0 | [7 empty] | 2 |  |  | 0 | [7 empty] | 2 |  |  | 0 | [7 empty] | 2 |  |  | 0 | [7 empty] | 2 |  |  | 0 | [7 empty] | 2 |  |  | 0
3 | [11 empty] | 3 | [10 empty] | 3 | [10 empty] | 3 | [10 empty] | 3 | [10 empty] | 3 | [10 empty] | 3 | [10 empty] | 3 | [10 empty] | 3 | [10 empty] | 3 | [10 empty] | 3 | [10 empty] | 3 | [10 empty] | 3 | [10 empty] | 3 | [10 empty] | 3 | [10 empty] | 3 | [10 empty] | 3 | [10 empty] | 3 | [10 empty] | 3
| Auxiliary energy (El) |  |  |  | 6.3 | [7 empty] | Auxiliary energy | [10 empty] | Auxiliary energy | [10 empty] | Auxiliary energy | [10 empty] | Auxiliary energy | [10 empty] | Auxiliary energy | [10 empty] | Auxiliary energy | [10 empty] | Auxiliary energy | [10 empty] | Auxiliary energy | [10 empty] | Auxiliary energy | [10 empty] | Auxiliary energy | [10 empty] | Auxiliary energy | [10 empty] | Auxiliary energy | [10 empty] | Auxiliary energy | [10 empty] | Auxiliary energy | [10 empty] | Auxiliary energy | [10 empty] | Auxiliary energy | [10 empty] | Auxiliary energy | [10 empty] | Auxiliary energy
| Heating |  |  |  | 2.8 | [7 empty] | Heating |  |  |  | 2.8 | [6 empty] | Heating |  |  |  | 2.8 | [6 empty] | Heating |  |  |  | 2.8 | [6 empty] | Heating |  |  |  | 2.8 | [6 empty] | Heating |  |  |  | 2.8 | [6 empty] | Heating |  |  |  | 2.8 | [6 empty] | Heating |  |  |  | 2.8 | [6 empty] | Heating |  |  |  | 2.8 | [6 empty] | Heating |  |  |  | 2.8 | [6 empty] | Heating |  |  |  | 2.8 | [6 empty] | Heating |  |  |  | 2.8 | [6 empty] | Heating |  |  |  | 2.8 | [6 empty] | Heating |  |  |  | 2.8 | [6 empty] | Heating |  |  |  | 2.8 | [6 empty] | Heating |  |  |  | 2.8 | [6 empty] | Heating |  |  |  | 2.8 | [6 empty] | Heating |  |  |  | 2.8 | [6 empty] | Heating |  |  |  | 2.8
| Ventilation |  |  |  | 3.5 | [7 empty] | Ventilation |  |  |  | 2.4 | [6 empty] | Ventilation |  |  |  | 4.2 | [6 empty] | Ventilation |  |  |  | 4.2 | [6 empty] | Ventilation |  |  |  | 2.4 | [6 empty] | Ventilation |  |  |  | 2.4 | [6 empty] | Ventilation |  |  |  | 2.4 | [6 empty] | Ventilation |  |  |  | 4.2 | [6 empty] | Ventilation |  |  |  | 4.2 | [6 empty] | Ventilation |  |  |  | 2.4 | [6 empty] | Ventilation |  |  |  | 2.4 | [6 empty] | Ventilation |  |  |  | 2.4 | [6 empty] | Ventilation |  |  |  | 4.2 | [6 empty] | Ventilation |  |  |  | 4.2 | [6 empty] | Ventilation |  |  |  | 2.4 | [6 empty] | Ventilation |  |  |  | 2.4 | [6 empty] | Ventilation |  |  |  | 2.4 | [6 empty] | Ventilation |  |  |  | 4.2 | [6 empty] | Ventilation |  |  |  | 4.2
| Domestic Hot Water System | [11 empty] | Domestic Hot Water System | [10 empty] | Domestic Hot Water System | [10 empty] | Domestic Hot Water System | [10 empty] | Domestic Hot Water System | [10 empty] | Domestic Hot Water System | [10 empty] | Domestic Hot Water System | [10 empty] | Domestic Hot Water System | [10 empty] | Domestic Hot Water System | [10 empty] | Domestic Hot Water System | [10 empty] | Domestic Hot Water System | [10 empty] | Domestic Hot Water System | [10 empty] | Domestic Hot Water System | [10 empty] | Domestic Hot Water System | [10 empty] | Domestic Hot Water System | [10 empty] | Domestic Hot Water System | [10 empty] | Domestic Hot Water System | [10 empty] | Domestic Hot Water System | [10 empty] | Domestic Hot Water System
| energy need space heating | + losses distribution and heat emission | + losses storage |  |  | heat generator output | [6 empty] | energy need space heating | + losses distribution and heat emission | + losses storage |  |  | heat generator output | [5 empty] | energy need space heating | + losses distribution and heat emission | + losses storage |  |  | heat generator output | [5 empty] | energy need space heating | + losses distribution and heat emission | + losses storage |  |  | heat generator output | [5 empty] | energy need space heating | + losses distribution and heat emission | + losses storage |  |  | heat generator output | [5 empty] | energy need space heating | + losses distribution and heat emission | + losses storage |  |  | heat generator output | [5 empty] | energy need space heating | + losses distribution and heat emission | + losses storage |  |  | heat generator output | [5 empty] | energy need space heating | + losses distribution and heat emission | + losses storage |  |  | heat generator output | [5 empty] | energy need space heating | + losses distribution and heat emission | + losses storage |  |  | heat generator output | [5 empty] | energy need space heating | + losses distribution and heat emission | + losses storage |  |  | heat generator output | [5 empty] | energy need space heating | + losses distribution and heat emission | + losses storage |  |  | heat generator output | [5 empty] | energy need space heating | + losses distribution and heat emission | + losses storage |  |  | heat generator output | [5 empty] | energy need space heating | + losses distribution and heat emission | + losses storage |  |  | heat generator output | [5 empty] | energy need space heating | + losses distribution and heat emission | + losses storage |  |  | heat generator output | [5 empty] | energy need space heating | + losses distribution and heat emission | + losses storage |  |  | heat generator output | [5 empty] | energy need space heating | + losses distribution and heat emission | + losses storage |  |  | heat generator output | [5 empty] | energy need space heating | + losses distribution and heat emission | + losses storage |  |  | heat generator output | [5 empty] | energy need space heating | + losses distribution and heat emission | + losses storage |  |  | heat generator output | [5 empty] | energy need space heating | + losses distribution and heat emission | + losses storage |  |  | heat generator output
[6 empty] | qg,h,out = qnd,h - qw,h - qve,h,rec + qd,h + qs,h | [11 empty] | qg,h,out = qnd,h - qw,h - qve,h,rec + qd,h + qs,h | [10 empty] | qg,h,out = qnd,h - qw,h - qve,h,rec + qd,h + qs,h | [10 empty] | qg,h,out = qnd,h - qw,h - qve,h,rec + qd,h + qs,h | [10 empty] | qg,h,out = qnd,h - qw,h - qve,h,rec + qd,h + qs,h | [10 empty] | qg,h,out = qnd,h - qw,h - qve,h,rec + qd,h + qs,h | [10 empty] | qg,h,out = qnd,h - qw,h - qve,h,rec + qd,h + qs,h | [10 empty] | qg,h,out = qnd,h - qw,h - qve,h,rec + qd,h + qs,h | [10 empty] | qg,h,out = qnd,h - qw,h - qve,h,rec + qd,h + qs,h | [10 empty] | qg,h,out = qnd,h - qw,h - qve,h,rec + qd,h + qs,h | [10 empty] | qg,h,out = qnd,h - qw,h - qve,h,rec + qd,h + qs,h | [10 empty] | qg,h,out = qnd,h - qw,h - qve,h,rec + qd,h + qs,h | [10 empty] | qg,h,out = qnd,h - qw,h - qve,h,rec + qd,h + qs,h | [10 empty] | qg,h,out = qnd,h - qw,h - qve,h,rec + qd,h + qs,h | [10 empty] | qg,h,out = qnd,h - qw,h - qve,h,rec + qd,h + qs,h | [10 empty] | qg,h,out = qnd,h - qw,h - qve,h,rec + qd,h + qs,h | [10 empty] | qg,h,out = qnd,h - qw,h - qve,h,rec + qd,h + qs,h | [10 empty] | qg,h,out = qnd,h - qw,h - qve,h,rec + qd,h + qs,h | [10 empty] | qg,h,out = qnd,h - qw,h - qve,h,rec + qd,h + qs,h
| 10 | 4.4 | 0 |  |  | 14.4 | [6 empty] | 10 | 4.4 | 0 |  |  | 14.4 | [5 empty] | 10 | 4.4 | 0 |  |  | 14.4 | [5 empty] | 10 | 4.4 | 0 |  |  | 14.4 | [5 empty] | 10 | 4.4 | 0 |  |  | 14.4 | [5 empty] | 10 | 4.4 | 0 |  |  | 14.4 | [5 empty] | 10 | 4.4 | 0 |  |  | 14.4 | [5 empty] | 10 | 4.4 | 0 |  |  | 14.4 | [5 empty] | 10 | 4.4 | 0 |  |  | 14.4 | [5 empty] | 10 | 4.4 | 0 |  |  | 14.4 | [5 empty] | 10 | 4.4 | 0 |  |  | 14.4 | [5 empty] | 10 | 4.4 | 0 |  |  | 14.4 | [5 empty] | 10 | 4.4 | 0 |  |  | 14.4 | [5 empty] | 10 | 4.4 | 0 |  |  | 14.4 | [5 empty] | 10 | 4.4 | 0 |  |  | 14.4 | [5 empty] | 10 | 4.4 | 0 |  |  | 14.4 | [5 empty] | 10 | 4.4 | 0 |  |  | 14.4 | [5 empty] | 10 | 4.4 | 0 |  |  | 14.4 | [5 empty] | 10 | 4.4 | 0 |  |  | 14.4
| Energyware for DHW |  | share | expenditure factor | delivered energy | CHP: expenditure factor electricity | electricity production | [5 empty] | Energyware for DHW |  | share | expenditure factor | delivered energy | CHP: expenditure factor electricity | electricity production |  |  |  |  | Energyware for DHW |  | share | expenditure factor | delivered energy | CHP: expenditure factor electricity | electricity production |  |  |  |  | Energyware for DHW |  | share | expenditure factor | delivered energy | CHP: expenditure factor electricity | electricity production |  |  |  |  | Energyware for DHW |  | share | expenditure factor | delivered energy | CHP: expenditure factor electricity | electricity production |  |  |  |  | Energyware for DHW |  | share | expenditure factor | delivered energy | CHP: expenditure factor electricity | electricity production |  |  |  |  | Energyware for DHW |  | share | expenditure factor | delivered energy | CHP: expenditure factor electricity | electricity production |  |  |  |  | Energyware for DHW |  | share | expenditure factor | delivered energy | CHP: expenditure factor electricity | electricity production |  |  |  |  | Energyware for DHW |  | share | expenditure factor | delivered energy | CHP: expenditure factor electricity | electricity production |  |  |  |  | Energyware for DHW |  | share | expenditure factor | delivered energy | CHP: expenditure factor electricity | electricity production |  |  |  |  | Energyware for DHW |  | share | expenditure factor | delivered energy | CHP: expenditure factor electricity | electricity production |  |  |  |  | Energyware for DHW |  | share | expenditure factor | delivered energy | CHP: expenditure factor electricity | electricity production |  |  |  |  | Energyware for DHW |  | share | expenditure factor | delivered energy | CHP: expenditure factor electricity | electricity production |  |  |  |  | Energyware for DHW |  | share | expenditure factor | delivered energy | CHP: expenditure factor electricity | electricity production |  |  |  |  | Energyware for DHW |  | share | expenditure factor | delivered energy | CHP: expenditure factor electricity | electricity production |  |  |  |  | Energyware for DHW |  | share | expenditure factor | delivered energy | CHP: expenditure factor electricity | electricity production |  |  |  |  | Energyware for DHW |  | share | expenditure factor | delivered energy | CHP: expenditure factor electricity | electricity production |  |  |  |  | Energyware for DHW |  | share | expenditure factor | delivered energy | CHP: expenditure factor electricity | electricity production |  |  |  |  | Energyware for DHW |  | share | expenditure factor | delivered energy | CHP: expenditure factor electricity | electricity production
|  |  | and,h,i | eg,h,i | qdel,h,i | eg,el,h,i | qprod,el,h,i | [7 empty] | and,h,i | eg,h,i | qdel,h,i | eg,el,h,i | qprod,el,h,i | [6 empty] | and,h,i | eg,h,i | qdel,h,i | eg,el,h,i | qprod,el,h,i | [6 empty] | and,h,i | eg,h,i | qdel,h,i | eg,el,h,i | qprod,el,h,i | [6 empty] | and,h,i | eg,h,i | qdel,h,i | eg,el,h,i | qprod,el,h,i | [6 empty] | and,h,i | eg,h,i | qdel,h,i | eg,el,h,i | qprod,el,h,i | [6 empty] | and,h,i | eg,h,i | qdel,h,i | eg,el,h,i | qprod,el,h,i | [6 empty] | and,h,i | eg,h,i | qdel,h,i | eg,el,h,i | qprod,el,h,i | [6 empty] | and,h,i | eg,h,i | qdel,h,i | eg,el,h,i | qprod,el,h,i | [6 empty] | and,h,i | eg,h,i | qdel,h,i | eg,el,h,i | qprod,el,h,i | [6 empty] | and,h,i | eg,h,i | qdel,h,i | eg,el,h,i | qprod,el,h,i | [6 empty] | and,h,i | eg,h,i | qdel,h,i | eg,el,h,i | qprod,el,h,i | [6 empty] | and,h,i | eg,h,i | qdel,h,i | eg,el,h,i | qprod,el,h,i | [6 empty] | and,h,i | eg,h,i | qdel,h,i | eg,el,h,i | qprod,el,h,i | [6 empty] | and,h,i | eg,h,i | qdel,h,i | eg,el,h,i | qprod,el,h,i | [6 empty] | and,h,i | eg,h,i | qdel,h,i | eg,el,h,i | qprod,el,h,i | [6 empty] | and,h,i | eg,h,i | qdel,h,i | eg,el,h,i | qprod,el,h,i | [6 empty] | and,h,i | eg,h,i | qdel,h,i | eg,el,h,i | qprod,el,h,i | [6 empty] | and,h,i | eg,h,i | qdel,h,i | eg,el,h,i | qprod,el,h,i
1 | Gas heat generator |  | 100% | 1.11 | 15.984 | 0 | 0 |  |  |  |  | 1 | Gas heat generator |  | 100% | 1.11 | 15.984 | 0 | 0 |  |  |  | 1 | El PV |  | 100% | 1.11 | 15.984 | 0 | 0 |  |  |  | 1 | El PV |  | 100% | 1.11 | 15.984 | 0 | 0 |  |  |  | 1 | Gas heat generator |  | 100% | 1.11 | 15.984 | 0 | 0 |  |  |  | 1 | Gas heat generator |  | 100% | 1.11 | 15.984 | 0 | 0 |  |  |  | 1 | Gas heat generator |  | 100% | 1.11 | 15.984 | 0 | 0 |  |  |  | 1 | El PV |  | 100% | 1.11 | 15.984 | 0 | 0 |  |  |  | 1 | El PV |  | 100% | 1.11 | 15.984 | 0 | 0 |  |  |  | 1 | Gas heat generator |  | 100% | 1.11 | 15.984 | 0 | 0 |  |  |  | 1 | Gas heat generator |  | 100% | 1.11 | 15.984 | 0 | 0 |  |  |  | 1 | Gas heat generator |  | 100% | 1.11 | 15.984 | 0 | 0 |  |  |  | 1 | El PV |  | 100% | 1.11 | 15.984 | 0 | 0 |  |  |  | 1 | El PV |  | 100% | 1.11 | 15.984 | 0 | 0 |  |  |  | 1 | Gas heat generator |  | 100% | 1.11 | 15.984 | 0 | 0 |  |  |  | 1 | Gas heat generator |  | 100% | 1.11 | 15.984 | 0 | 0 |  |  |  | 1 | Gas heat generator |  | 100% | 1.11 | 15.984 | 0 | 0 |  |  |  | 1 | El PV |  | 100% | 1.11 | 15.984 | 0 | 0 |  |  |  | 1 | El PV |  | 100% | 1.11 | 15.984 | 0 | 0
2 |  |  | 0 | [8 empty] | 2 |  |  | 0 | [7 empty] | 2 |  |  | 0 | [7 empty] | 2 |  |  | 0 | [7 empty] | 2 |  |  | 0 | [7 empty] | 2 |  |  | 0 | [7 empty] | 2 |  |  | 0 | [7 empty] | 2 |  |  | 0 | [7 empty] | 2 |  |  | 0 | [7 empty] | 2 |  |  | 0 | [7 empty] | 2 |  |  | 0 | [7 empty] | 2 |  |  | 0 | [7 empty] | 2 |  |  | 0 | [7 empty] | 2 |  |  | 0 | [7 empty] | 2 |  |  | 0 | [7 empty] | 2 |  |  | 0 | [7 empty] | 2 |  |  | 0 | [7 empty] | 2 |  |  | 0 | [7 empty] | 2 |  |  | 0
3 | [11 empty] | 3 | [10 empty] | 3 | [10 empty] | 3 | [10 empty] | 3 | [10 empty] | 3 | [10 empty] | 3 | [10 empty] | 3 | [10 empty] | 3 | [10 empty] | 3 | [10 empty] | 3 | [10 empty] | 3 | [10 empty] | 3 | [10 empty] | 3 | [10 empty] | 3 | [10 empty] | 3 | [10 empty] | 3 | [10 empty] | 3 | [10 empty] | 3
| Auxiliary energy (energy consumed by fans, pumps and controls) |  |  |  | 0 | [7 empty] | Auxiliary energy (energy consumed by fans, pumps and controls) |  |  |  | 0 | [6 empty] | Auxiliary energy |  |  |  | 0 | [6 empty] | Auxiliary energy |  |  |  | 0 | [6 empty] | Auxiliary energy (energy consumed by fans, pumps and controls) |  |  |  | 0 | [6 empty] | Auxiliary energy (energy consumed by fans, pumps and controls) |  |  |  | 0 | [6 empty] | Auxiliary energy (energy consumed by fans, pumps and controls) |  |  |  | 0 | [6 empty] | Auxiliary energy |  |  |  | 0 | [6 empty] | Auxiliary energy |  |  |  | 0 | [6 empty] | Auxiliary energy (energy consumed by fans, pumps and controls) |  |  |  | 0 | [6 empty] | Auxiliary energy (energy consumed by fans, pumps and controls) |  |  |  | 0 | [6 empty] | Auxiliary energy (energy consumed by fans, pumps and controls) |  |  |  | 0 | [6 empty] | Auxiliary energy |  |  |  | 0 | [6 empty] | Auxiliary energy |  |  |  | 0 | [6 empty] | Auxiliary energy (energy consumed by fans, pumps and controls) |  |  |  | 0 | [6 empty] | Auxiliary energy (energy consumed by fans, pumps and controls) |  |  |  | 0 | [6 empty] | Auxiliary energy (energy consumed by fans, pumps and controls) |  |  |  | 0 | [6 empty] | Auxiliary energy |  |  |  | 0 | [6 empty] | Auxiliary energy |  |  |  | 0
| Energy Carrier Assessment | [11 empty] | Energy Carrier Assessment | [10 empty] | Energy Carrier Assessment | [10 empty] | Energy Carrier Assessment | [10 empty] | Energy Carrier Assessment | [10 empty] | Energy Carrier Assessment | [10 empty] | Energy Carrier Assessment | [10 empty] | Energy Carrier Assessment | [10 empty] | Energy Carrier Assessment | [10 empty] | Energy Carrier Assessment | [10 empty] | Energy Carrier Assessment | [10 empty] | Energy Carrier Assessment | [10 empty] | Energy Carrier Assessment | [10 empty] | Energy Carrier Assessment | [10 empty] | Energy Carrier Assessment | [10 empty] | Energy Carrier Assessment | [10 empty] | Energy Carrier Assessment | [10 empty] | Energy Carrier Assessment | [10 empty] | Energy Carrier Assessment
| Heating (+Ventilation system) |  | delivered energy | total primary energy |  | carbon dioxide emissions | [6 empty] | Heating (+Ventilation system) |  | delivered energy | total primary energy |  | carbon dioxide emissions | [5 empty] | Heating (+Ventilation system) |  | delivered energy | total primary energy |  | carbon dioxide emissions | [5 empty] | Heating (+Ventilation system) |  | delivered energy | total primary energy |  | carbon dioxide emissions | [5 empty] | Heating (+Ventilation system) |  | delivered energy | total primary energy |  | carbon dioxide emissions | [5 empty] | Heating (+Ventilation system) |  | delivered energy | total primary energy |  | carbon dioxide emissions | [5 empty] | Heating (+Ventilation system) |  | delivered energy | total primary energy |  | carbon dioxide emissions | [5 empty] | Heating (+Ventilation system) |  | delivered energy | total primary energy |  | carbon dioxide emissions | [5 empty] | Heating (+Ventilation system) |  | delivered energy | total primary energy |  | carbon dioxide emissions | [5 empty] | Heating (+Ventilation system) |  | delivered energy | total primary energy |  | carbon dioxide emissions | [5 empty] | Heating (+Ventilation system) |  | delivered energy | total primary energy |  | carbon dioxide emissions | [5 empty] | Heating (+Ventilation system) |  | delivered energy | total primary energy |  | carbon dioxide emissions | [5 empty] | Heating (+Ventilation system) |  | delivered energy | total primary energy |  | carbon dioxide emissions | [5 empty] | Heating (+Ventilation system) |  | delivered energy | total primary energy |  | carbon dioxide emissions | [5 empty] | Heating (+Ventilation system) |  | delivered energy | total primary energy |  | carbon dioxide emissions | [5 empty] | Heating (+Ventilation system) |  | delivered energy | total primary energy |  | carbon dioxide emissions | [5 empty] | Heating (+Ventilation system) |  | delivered energy | total primary energy |  | carbon dioxide emissions | [5 empty] | Heating (+Ventilation system) |  | delivered energy | total primary energy |  | carbon dioxide emissions | [5 empty] | Heating (+Ventilation system) |  | delivered energy | total primary energy |  | carbon dioxide emissions
|  |  | qdel,i | fp,total,i | qp,total,i = qdel,i fp,total,i | fCO2,i | mCO2,i = qdel,i fCO2,i | [7 empty] | qdel,i | fp,total,i | qp,total,i = qdel,i fp,total,i | fCO2,i | mCO2,i = qdel,i fCO2,i | [6 empty] | qdel,i | fp,total,i | qp,total,i = qdel,i fp,total,i | fCO2,i | mCO2,i = qdel,i fCO2,i | [6 empty] | qdel,i | fp,total,i | qp,total,i = qdel,i fp,total,i | fCO2,i | mCO2,i = qdel,i fCO2,i | [6 empty] | qdel,i | fp,total,i | qp,total,i = qdel,i fp,total,i | fCO2,i | mCO2,i = qdel,i fCO2,i | [6 empty] | qdel,i | fp,total,i | qp,total,i = qdel,i fp,total,i | fCO2,i | mCO2,i = qdel,i fCO2,i | [6 empty] | qdel,i | fp,total,i | qp,total,i = qdel,i fp,total,i | fCO2,i | mCO2,i = qdel,i fCO2,i | [6 empty] | qdel,i | fp,total,i | qp,total,i = qdel,i fp,total,i | fCO2,i | mCO2,i = qdel,i fCO2,i | [6 empty] | qdel,i | fp,total,i | qp,total,i = qdel,i fp,total,i | fCO2,i | mCO2,i = qdel,i fCO2,i | [6 empty] | qdel,i | fp,total,i | qp,total,i = qdel,i fp,total,i | fCO2,i | mCO2,i = qdel,i fCO2,i | [6 empty] | qdel,i | fp,total,i | qp,total,i = qdel,i fp,total,i | fCO2,i | mCO2,i = qdel,i fCO2,i | [6 empty] | qdel,i | fp,total,i | qp,total,i = qdel,i fp,total,i | fCO2,i | mCO2,i = qdel,i fCO2,i | [6 empty] | qdel,i | fp,total,i | qp,total,i = qdel,i fp,total,i | fCO2,i | mCO2,i = qdel,i fCO2,i | [6 empty] | qdel,i | fp,total,i | qp,total,i = qdel,i fp,total,i | fCO2,i | mCO2,i = qdel,i fCO2,i | [6 empty] | qdel,i | fp,total,i | qp,total,i = qdel,i fp,total,i | fCO2,i | mCO2,i = qdel,i fCO2,i | [6 empty] | qdel,i | fp,total,i | qp,total,i = qdel,i fp,total,i | fCO2,i | mCO2,i = qdel,i fCO2,i | [6 empty] | qdel,i | fp,total,i | qp,total,i = qdel,i fp,total,i | fCO2,i | mCO2,i = qdel,i fCO2,i | [6 empty] | qdel,i | fp,total,i | qp,total,i = qdel,i fp,total,i | fCO2,i | mCO2,i = qdel,i fCO2,i | [6 empty] | qdel,i | fp,total,i | qp,total,i = qdel,i fp,total,i | fCO2,i | mCO2,i = qdel,i fCO2,i
|  |  | kWh/m2a |  | kWh/m2a | g/kWh | kg/m2a | [7 empty] | kWh/m2a |  | kWh/m2a | g/kWh | kg/m2a | [6 empty] | kWh/m2a |  | kWh/m2a | g/kWh | kg/m2a | [6 empty] | kWh/m2a |  | kWh/m2a | g/kWh | kg/m2a | [6 empty] | kWh/m2a |  | kWh/m2a | g/kWh | kg/m2a | [6 empty] | kWh/m2a |  | kWh/m2a | g/kWh | kg/m2a | [6 empty] | kWh/m2a |  | kWh/m2a | g/kWh | kg/m2a | [6 empty] | kWh/m2a |  | kWh/m2a | g/kWh | kg/m2a | [6 empty] | kWh/m2a |  | kWh/m2a | g/kWh | kg/m2a | [6 empty] | kWh/m2a |  | kWh/m2a | g/kWh | kg/m2a | [6 empty] | kWh/m2a |  | kWh/m2a | g/kWh | kg/m2a | [6 empty] | kWh/m2a |  | kWh/m2a | g/kWh | kg/m2a | [6 empty] | kWh/m2a |  | kWh/m2a | g/kWh | kg/m2a | [6 empty] | kWh/m2a |  | kWh/m2a | g/kWh | kg/m2a | [6 empty] | kWh/m2a |  | kWh/m2a | g/kWh | kg/m2a | [6 empty] | kWh/m2a |  | kWh/m2a | g/kWh | kg/m2a | [6 empty] | kWh/m2a |  | kWh/m2a | g/kWh | kg/m2a | [6 empty] | kWh/m2a |  | kWh/m2a | g/kWh | kg/m2a | [6 empty] | kWh/m2a |  | kWh/m2a | g/kWh | kg/m2a
| Gas |  | 137.6383 | 1.05 | 144.5202 | 277 | 38.1258 | [5 empty] | Gas |  | 53.7095 | 1.05 | 56.395 | 277 | 14.8775 |  |  |  |  | EL PV |  | 47.595 | 2.5 | 118.9875 | 617 | 29.3661 |  |  |  |  | EL PV |  | 32.7481 | 2.5 | 81.8703 | 617 | 20.2056 |  |  |  |  | Gas |  | 90.6793 | 1.05 | 95.2133 | 277 | 25.1182 |  |  |  |  | Gas |  | 99.2885 | 1.05 | 104.2529 | 277 | 27.5029 |  |  |  |  | Gas |  | 85.5262 | 1.05 | 89.8026 | 277 | 23.6908 |  |  |  |  | EL PV |  | 45.9437 | 2.5 | 114.8593 | 617 | 28.3473 |  |  |  |  | EL PV |  | 42.7722 | 2.5 | 106.9306 | 617 | 26.3905 |  |  |  |  | Gas |  | 121.1912 | 1.05 | 127.2507 | 277 | 33.57 |  |  |  |  | Gas |  | 117.627 | 1.05 | 123.5083 | 277 | 32.5827 |  |  |  |  | Gas |  | 78.6024 | 1.05 | 82.5325 | 277 | 21.7729 |  |  |  |  | EL PV |  | 57.865 | 2.5 | 144.6624 | 617 | 35.7027 |  |  |  |  | EL PV |  | 41.3771 | 2.5 | 103.4428 | 617 | 25.5297 |  |  |  |  | Gas |  | 118.7159 | 1.05 | 124.6517 | 277 | 32.8843 |  |  |  |  | Gas |  | 108.9682 | 1.05 | 114.4166 | 277 | 30.1842 |  |  |  |  | Gas |  | 99.7383 | 1.05 | 104.7252 | 277 | 27.6275 |  |  |  |  | EL PV |  | 50.0706 | 2.5 | 125.1764 | 617 | 30.8935 |  |  |  |  | EL PV |  | 42.6999 | 2.5 | 106.7497 | 617 | 26.3458
| Auxiliary electricity |  | 6.3 | 2.5 | 15.75 | 617 | 3.8871 | [5 empty] | Auxiliary electricity |  | 5.2 | 2.5 | 13 | 617 | 3.2084 | [26 empty] | Auxiliary electricity |  | 5.2 | 2.5 | 13 | 617 | 3.2084 |  |  |  |  | Auxiliary electricity |  | 5.2 | 2.5 | 13 | 617 | 3.2084 |  |  |  |  | Auxiliary electricity |  | 5.2 | 2.5 | 13 | 617 | 3.2084 | [26 empty] | Auxiliary electricity |  | 5.2 | 2.5 | 13 | 617 | 3.2084 |  |  |  |  | Auxiliary electricity |  | 5.2 | 2.5 | 13 | 617 | 3.2084 |  |  |  |  | Auxiliary electricity |  | 5.2 | 2.5 | 13 | 617 | 3.2084 | [26 empty] | Auxiliary electricity |  | 5.2 | 2.5 | 13 | 617 | 3.2084 |  |  |  |  | Auxiliary electricity |  | 5.2 | 2.5 | 13 | 617 | 3.2084 |  |  |  |  | Auxiliary electricity |  | 5.2 | 2.5 | 13 | 617 | 3.2084
| Domestic Hot Water |  | delivered energy | total primary energy |  | carbon dioxide emissions | [6 empty] | Domestic Hot Water |  | delivered energy | total primary energy |  | carbon dioxide emissions | [5 empty] | Domestic Hot Water |  | delivered energy | total primary energy |  | carbon dioxide emissions | [5 empty] | Domestic Hot Water |  | delivered energy | total primary energy |  | carbon dioxide emissions | [5 empty] | Domestic Hot Water |  | delivered energy | total primary energy |  | carbon dioxide emissions | [5 empty] | Domestic Hot Water |  | delivered energy | total primary energy |  | carbon dioxide emissions | [5 empty] | Domestic Hot Water |  | delivered energy | total primary energy |  | carbon dioxide emissions | [5 empty] | Domestic Hot Water |  | delivered energy | total primary energy |  | carbon dioxide emissions | [5 empty] | Domestic Hot Water |  | delivered energy | total primary energy |  | carbon dioxide emissions | [5 empty] | Domestic Hot Water |  | delivered energy | total primary energy |  | carbon dioxide emissions | [5 empty] | Domestic Hot Water |  | delivered energy | total primary energy |  | carbon dioxide emissions | [5 empty] | Domestic Hot Water |  | delivered energy | total primary energy |  | carbon dioxide emissions | [5 empty] | Domestic Hot Water |  | delivered energy | total primary energy |  | carbon dioxide emissions | [5 empty] | Domestic Hot Water |  | delivered energy | total primary energy |  | carbon dioxide emissions | [5 empty] | Domestic Hot Water |  | delivered energy | total primary energy |  | carbon dioxide emissions | [5 empty] | Domestic Hot Water |  | delivered energy | total primary energy |  | carbon dioxide emissions | [5 empty] | Domestic Hot Water |  | delivered energy | total primary energy |  | carbon dioxide emissions | [5 empty] | Domestic Hot Water |  | delivered energy | total primary energy |  | carbon dioxide emissions | [5 empty] | Domestic Hot Water |  | delivered energy | total primary energy |  | carbon dioxide emissions
|  |  | qdel,i | fp,total,i | qp,total,i = qdel,i fp,total,i | fCO2,i | mCO2,i = qdel,i fCO2,i | [7 empty] | qdel,i | fp,total,i | qp,total,i = qdel,i fp,total,i | fCO2,i | mCO2,i = qdel,i fCO2,i | [6 empty] | qdel,i | fp,total,i | qp,total,i = qdel,i fp,total,i | fCO2,i | mCO2,i = qdel,i fCO2,i | [6 empty] | qdel,i | fp,total,i | qp,total,i = qdel,i fp,total,i | fCO2,i | mCO2,i = qdel,i fCO2,i | [6 empty] | qdel,i | fp,total,i | qp,total,i = qdel,i fp,total,i | fCO2,i | mCO2,i = qdel,i fCO2,i | [6 empty] | qdel,i | fp,total,i | qp,total,i = qdel,i fp,total,i | fCO2,i | mCO2,i = qdel,i fCO2,i | [6 empty] | qdel,i | fp,total,i | qp,total,i = qdel,i fp,total,i | fCO2,i | mCO2,i = qdel,i fCO2,i | [6 empty] | qdel,i | fp,total,i | qp,total,i = qdel,i fp,total,i | fCO2,i | mCO2,i = qdel,i fCO2,i | [6 empty] | qdel,i | fp,total,i | qp,total,i = qdel,i fp,total,i | fCO2,i | mCO2,i = qdel,i fCO2,i | [6 empty] | qdel,i | fp,total,i | qp,total,i = qdel,i fp,total,i | fCO2,i | mCO2,i = qdel,i fCO2,i | [6 empty] | qdel,i | fp,total,i | qp,total,i = qdel,i fp,total,i | fCO2,i | mCO2,i = qdel,i fCO2,i | [6 empty] | qdel,i | fp,total,i | qp,total,i = qdel,i fp,total,i | fCO2,i | mCO2,i = qdel,i fCO2,i | [6 empty] | qdel,i | fp,total,i | qp,total,i = qdel,i fp,total,i | fCO2,i | mCO2,i = qdel,i fCO2,i | [6 empty] | qdel,i | fp,total,i | qp,total,i = qdel,i fp,total,i | fCO2,i | mCO2,i = qdel,i fCO2,i | [6 empty] | qdel,i | fp,total,i | qp,total,i = qdel,i fp,total,i | fCO2,i | mCO2,i = qdel,i fCO2,i | [6 empty] | qdel,i | fp,total,i | qp,total,i = qdel,i fp,total,i | fCO2,i | mCO2,i = qdel,i fCO2,i | [6 empty] | qdel,i | fp,total,i | qp,total,i = qdel,i fp,total,i | fCO2,i | mCO2,i = qdel,i fCO2,i | [6 empty] | qdel,i | fp,total,i | qp,total,i = qdel,i fp,total,i | fCO2,i | mCO2,i = qdel,i fCO2,i | [6 empty] | qdel,i | fp,total,i | qp,total,i = qdel,i fp,total,i | fCO2,i | mCO2,i = qdel,i fCO2,i
|  |  | kWh/m2a |  | kWh/m2a | g/kWh | kg/m2a | [7 empty] | kWh/m2a |  | kWh/m2a | g/kWh | kg/m2a | [6 empty] | kWh/m2a |  | kWh/m2a | g/kWh | kg/m2a | [6 empty] | kWh/m2a |  | kWh/m2a | g/kWh | kg/m2a | [6 empty] | kWh/m2a |  | kWh/m2a | g/kWh | kg/m2a | [6 empty] | kWh/m2a |  | kWh/m2a | g/kWh | kg/m2a | [6 empty] | kWh/m2a |  | kWh/m2a | g/kWh | kg/m2a | [6 empty] | kWh/m2a |  | kWh/m2a | g/kWh | kg/m2a | [6 empty] | kWh/m2a |  | kWh/m2a | g/kWh | kg/m2a | [6 empty] | kWh/m2a |  | kWh/m2a | g/kWh | kg/m2a | [6 empty] | kWh/m2a |  | kWh/m2a | g/kWh | kg/m2a | [6 empty] | kWh/m2a |  | kWh/m2a | g/kWh | kg/m2a | [6 empty] | kWh/m2a |  | kWh/m2a | g/kWh | kg/m2a | [6 empty] | kWh/m2a |  | kWh/m2a | g/kWh | kg/m2a | [6 empty] | kWh/m2a |  | kWh/m2a | g/kWh | kg/m2a | [6 empty] | kWh/m2a |  | kWh/m2a | g/kWh | kg/m2a | [6 empty] | kWh/m2a |  | kWh/m2a | g/kWh | kg/m2a | [6 empty] | kWh/m2a |  | kWh/m2a | g/kWh | kg/m2a | [6 empty] | kWh/m2a |  | kWh/m2a | g/kWh | kg/m2a
| Gas |  | 2.8 | 1.05 | 2.94 | 277 | 0.7756 | [5 empty] | Gas |  | 2.8 | 1.05 | 2.94 | 277 | 0.7756 |  |  |  |  | Gas |  | 2.8 | 1.05 | 2.94 | 277 | 0.7756 |  |  |  |  | Gas |  | 2.8 | 1.05 | 2.94 | 277 | 0.7756 |  |  |  |  | Gas |  | 2.8 | 1.05 | 2.94 | 277 | 0.7756 |  |  |  |  | Gas |  | 2.8 | 1.05 | 2.94 | 277 | 0.7756 |  |  |  |  | Gas |  | 2.8 | 1.05 | 2.94 | 277 | 0.7756 |  |  |  |  | Gas |  | 2.8 | 1.05 | 2.94 | 277 | 0.7756 |  |  |  |  | Gas |  | 2.8 | 1.05 | 2.94 | 277 | 0.7756 |  |  |  |  | Gas |  | 2.8 | 1.05 | 2.94 | 277 | 0.7756 |  |  |  |  | Gas |  | 2.8 | 1.05 | 2.94 | 277 | 0.7756 |  |  |  |  | Gas |  | 2.8 | 1.05 | 2.94 | 277 | 0.7756 |  |  |  |  | Gas |  | 2.8 | 1.05 | 2.94 | 277 | 0.7756 |  |  |  |  | Gas |  | 2.8 | 1.05 | 2.94 | 277 | 0.7756 |  |  |  |  | Gas |  | 2.8 | 1.05 | 2.94 | 277 | 0.7756 |  |  |  |  | Gas |  | 2.8 | 1.05 | 2.94 | 277 | 0.7756 |  |  |  |  | Gas |  | 2.8 | 1.05 | 2.94 | 277 | 0.7756 |  |  |  |  | Gas |  | 2.8 | 1.05 | 2.94 | 277 | 0.7756 |  |  |  |  | Gas |  | 2.8 | 1.05 | 2.94 | 277 | 0.7756
| Auxiliary electricity |  | 0 | 2.5 | 0 | 617 | 0 | [5 empty] | Auxiliary electricity |  | 0 | 2.5 | 0 | 617 | 0 |  |  |  |  | Auxiliary electricity |  | 0 | 2.5 | 0 | 617 | 0 |  |  |  |  | Auxiliary electricity |  | 0 | 2.5 | 0 | 617 | 0 |  |  |  |  | Auxiliary electricity |  | 0 | 2.5 | 0 | 617 | 0 |  |  |  |  | Auxiliary electricity |  | 0 | 2.5 | 0 | 617 | 0 |  |  |  |  | Auxiliary electricity |  | 0 | 2.5 | 0 | 617 | 0 |  |  |  |  | Auxiliary electricity |  | 0 | 2.5 | 0 | 617 | 0 |  |  |  |  | Auxiliary electricity |  | 0 | 2.5 | 0 | 617 | 0 |  |  |  |  | Auxiliary electricity |  | 0 | 2.5 | 0 | 617 | 0 |  |  |  |  | Auxiliary electricity |  | 0 | 2.5 | 0 | 617 | 0 |  |  |  |  | Auxiliary electricity |  | 0 | 2.5 | 0 | 617 | 0 |  |  |  |  | Auxiliary electricity |  | 0 | 2.5 | 0 | 617 | 0 |  |  |  |  | Auxiliary electricity |  | 0 | 2.5 | 0 | 617 | 0 |  |  |  |  | Auxiliary electricity |  | 0 | 2.5 | 0 | 617 | 0 |  |  |  |  | Auxiliary electricity |  | 0 | 2.5 | 0 | 617 | 0 |  |  |  |  | Auxiliary electricity |  | 0 | 2.5 | 0 | 617 | 0 |  |  |  |  | Auxiliary electricity |  | 0 | 2.5 | 0 | 617 | 0 |  |  |  |  | Auxiliary electricity |  | 0 | 2.5 | 0 | 617 | 0

## TC75-91_COST
|  | Insulation thickness [cm] | Element area (m2) | Construction cost index Germany (2022) | Specific costs [EUR/m2 element] (base 2015) | Specific net costs (excl. German taxes [EUR]) | Specific costs with Dutch taxes [EUR] | Total costs with Dutch index (FINAL) | Subsidy amount |  | Specific enegy need per year [kWh/m2/year] | Heat pump capacity [kW]
Facade/Außenwand WDVS | [5 empty] | 0.19 | 0.21 | 0.84886
| moderate | 0.57426 | 99 | 1.373 | 29.3598 | 23.7814 | 28.7755 | 2418.2175 | 1881
| deep | 11.2064 | 99 | 1.373 | 70.3801 | 57.0079 | 68.9796 | 5796.8553 | 1881
Roof (energiebedingte Mehrkosten)
| moderate | 7.0398 | 68.6 | 1.373 | 68.8206 | 55.7447 | 67.4511 | 3927.8052 | 1029
| deep | 16.4148 | 68.6 | 1.373 | 99.327 | 80.4549 | 97.3504 | 5668.8958 | 1029
Cellar (unterseitige Dämmung mit Bekleidung)
| moderate | 9.7699 | 51 | 1.373 | 95.277 | 77.1744 | 93.381 | 4042.6446 | 153
| deep | 10.2329 | 51 | 1.373 | 96.2623 | 77.9725 | 94.3467 | 4084.4494 | 153
Windows double glazing (Fenster 2 WSL & 3 WSL) |  | Window area total [m2] | Window area total [m2]
| Double glazing | U1.2 | 21.1 | 1.373 | 487.5227 | 394.8934 | 477.821 | 8558.2386 | 485.3
Doors | moderate | U1.5 | 1.8 | 1.373 | 1967.509 | 1593.6823 | 1928.3556 | 2946.4315
| heat pump only | [7 empty] | Costs with subsidy (heat pump) | Costs with subsidy (gas boiler) | 125.6841 | 8.9358
TOTAL COSTS | deep full | [6 empty] | 24108.4391 | 17011.8391 | 17011.8391 | 45.7519 | 3.2528
| deep walls and floor | [6 empty] | 9881.3047 | 5813.3047 | 5813.3047 | 84.4689 | 6.0055
| deep walls and double glazing | [6 empty] | 14355.0939 | 9622.4939 | 9622.4939 | 76.0536 | 5.4072
| deep walls and roof | [6 empty] | 11465.7512 | 5645.7512 | 5645.7512 | 80.9613 | 5.7561
| deep floor and double glazing | [6 empty] | 12642.6879 | 11366.0879 | 11366.0879 | 76.0536 | 6.3391
| deep floor and roof | [6 empty] | 9753.3452 | 7389.3452 | 7389.3452 | 89.1604 | 5.4072
| deep roof and double glazing | [6 empty] | 12486.0437 | 9457.4437 | 9457.4437 | 80.7994 | 5.7446
| deep walls | [6 empty] | 5796.8553 | 2034.8553 | 3915.8553 | 102.0325 | 7.2543
| deep floor | [6 empty] | 4084.4494 | 3778.4494 | 3931.4494 | 110.0202 | 7.8222
| deep roof | [6 empty] | 5668.8958 | 3610.8958 | 4639.8958 | 106.6257 | 7.5808
| moderate full | [6 empty] | 18946.9058 | 11850.3058 | 11850.3058 | 69.4594 | 4.9384
| moderate walls and floor | [6 empty] | 6460.862 | 2392.862 | 2392.862 | 107.2911 | 7.6281
| moderate walls and double glazing | [6 empty] | 10976.456 | 6243.856 | 6243.856 | 98.9905 | 7.038
| moderate walls and roof | [6 empty] | 6346.0226 | 526.0226 | 526.0226 | 107.6628 | 7.6546
| moderate floor and roof | [6 empty] | 7970.4497 | 5606.4497 | 5606.4497 | 98.3793 | 6.9945
| moderate floor and double glazing | [6 empty] | 12600.8831 | 11324.2831 | 11324.2831 | 89.5888 | 6.3695
| moderate roof and double glazing | [6 empty] | 12486.0437 | 9457.4437 | 9457.4437 | 89.9702 | 6.3967
| double glazing | [6 empty] | 8558.2386 | 7587.6386 | 8072.9386 | 101.8748 | 7.243